## Eaton Otomasyon Fiyat Listesi
Otomasyon Cihazları Fiyat Listesi 4 Kasım 2024
| Ürün Referansı | SAP Ürün No. | Katalog No. | Ürün Tanımı | Indirim Grubu | Liste Fiyatı (EUR) | Kutu Adedi | Data Sheet
Yumuşak Yolvericiler
| DS7-340SX004N0-N | Y7-134847 | 134847 | Softstarter DS7, 24 V AC/DC, 4 A (2-faz Tristör Kontrollü), FS1 | Softstarter | 266.1 | 1 | https://datasheet.eaton.com/datasheet.php?model=134847&locale=en_GB
| DS7-340SX007N0-N | Y7-134849 | 134849 | Softstarter DS7, 24 V AC/DC, 7 A (2-faz Tristör Kontrollü), FS1 | Softstarter | 289.6 | 1 | https://datasheet.eaton.com/datasheet.php?model=134849&locale=en_GB
| DS7-340SX009N0-N | Y7-134910 | 134910 | Softstarter DS7, 24 V AC/DC, 9 A (2-faz Tristör Kontrollü), FS1 | Softstarter | 295.8 | 1 | https://datasheet.eaton.com/datasheet.php?model=134910&locale=en_GB
| DS7-340SX012N0-N | Y7-134911 | 134911 | Softstarter DS7, 24 V AC/DC, 12 A (2-faz Tristör Kontrollü), FS1 | Softstarter | 314.3 | 1 | https://datasheet.eaton.com/datasheet.php?model=134911&locale=en_GB
| DS7-340SX016N0-N | Y7-134912 | 134912 | Softstarter DS7, 24 V AC/DC, 16 A (2-faz Tristör Kontrollü), FS2 | Softstarter | 349.1 | 1 | https://datasheet.eaton.com/datasheet.php?model=134912&locale=en_GB
| DS7-340SX024N0-N | Y7-134913 | 134913 | Softstarter DS7, 24 V AC/DC, 24 A (2-faz Tristör Kontrollü), FS2 | Softstarter | 376.3 | 1 | https://datasheet.eaton.com/datasheet.php?model=134913&locale=en_GB
| DS7-340SX032N0-N | Y7-134914 | 134914 | Softstarter DS7, 24 V AC/DC, 32 A (2-faz Tristör Kontrollü), FS2 | Softstarter | 430.8 | 1 | https://datasheet.eaton.com/datasheet.php?model=134914&locale=en_GB
| DS7-340SX041N0-N | Y7-134916 | 134916 | Softstarter DS7, 24 V AC/DC, 41 A (2-faz Tristör Kontrollü), FS3 | Softstarter | 700 | 1 | https://datasheet.eaton.com/datasheet.php?model=134916&locale=en_GB
| DS7-340SX055N0-N | Y7-134917 | 134917 | Softstarter DS7, 24 V AC/DC, 55 A (2-faz Tristör Kontrollü), FS3 | Softstarter | 723 | 1 | https://datasheet.eaton.com/datasheet.php?model=134917&locale=en_GB
| DS7-340SX070N0-N | Y7-134918 | 134918 | Softstarter DS7, 24 V AC/DC, 70 A (2-faz Tristör Kontrollü), FS3 | Softstarter | 880 | 1 | https://datasheet.eaton.com/datasheet.php?model=134918&locale=en_GB
| DS7-340SX081N0-N | Y7-134919 | 134919 | Softstarter DS7, 24 V AC/DC, 81 A (2-faz Tristör Kontrollü), FS3 | Softstarter | 964 | 1 | https://datasheet.eaton.com/datasheet.php?model=134919&locale=en_GB
| DS7-340SX100N0-N | Y7-134920 | 134920 | Softstarter DS7, 24 V AC/DC, 100 A (2-faz Tristör Kontrollü), FS3 | Softstarter | 1048 | 1 | https://datasheet.eaton.com/datasheet.php?model=134920&locale=en_GB
| DS7-340SX135N0-N | Y7-134921 | 134921 | Softstarter DS7, 24 V AC/DC, 135 A (2-faz Tristör Kontrollü), FS4 | Softstarter | 1479 | 1 | https://datasheet.eaton.com/datasheet.php?model=134921&locale=en_GB
| DS7-340SX160N0-N | Y7-134922 | 134922 | Softstarter DS7, 24 V AC/DC, 160 A (2-faz Tristör Kontrollü), FS4 | Softstarter | 1835 | 1 | https://datasheet.eaton.com/datasheet.php?model=134922&locale=en_GB
| DS7-340SX200N0-N | Y7-134923 | 134923 | Softstarter DS7, 24 V AC/DC, 200 A (2-faz Tristör Kontrollü), FS4 | Softstarter | 2059 | 1 | https://datasheet.eaton.com/datasheet.php?model=134923&locale=en_GB
| DS7-342SX004N0-N | Y7-134925 | 134925 | Softstarter DS7, 110/230 V AC, 4 A (2-faz Tristör Kontrollü), FS1 | Softstarter | 284.7 | 1 | https://datasheet.eaton.com/datasheet.php?model=134925&locale=en_GB
| DS7-342SX007N0-N | Y7-134927 | 134927 | Softstarter DS7, 110/230 V AC, 7 A (2-faz Tristör Kontrollü), FS1 | Softstarter | 310.7 | 1 | https://datasheet.eaton.com/datasheet.php?model=134927&locale=en_GB
| DS7-342SX009N0-N | Y7-134928 | 134928 | Softstarter DS7, 110/230 V AC, 9 A (2-faz Tristör Kontrollü), FS1 | Softstarter | 316.9 | 1 | https://datasheet.eaton.com/datasheet.php?model=134928&locale=en_GB
| DS7-342SX012N0-N | Y7-134929 | 134929 | Softstarter DS7, 110/230 V AC, 12 A (2-faz Tristör Kontrollü), FS1 | Softstarter | 338 | 1 | https://datasheet.eaton.com/datasheet.php?model=134929&locale=en_GB
| DS7-342SX016N0-N | Y7-134930 | 134930 | Softstarter DS7, 110/230 V AC, 16 A (2-faz Tristör Kontrollü), FS2 | Softstarter | 373.8 | 1 | https://datasheet.eaton.com/datasheet.php?model=134930&locale=en_GB
| DS7-342SX024N0-N | Y7-134931 | 134931 | Softstarter DS7, 110/230 V AC, 24 A (2-faz Tristör Kontrollü), FS2 | Softstarter | 403.5 | 1 | https://datasheet.eaton.com/datasheet.php?model=134931&locale=en_GB
| DS7-342SX032N0-N | Y7-134932 | 134932 | Softstarter DS7, 110/230 V AC, 32 A (2-faz Tristör Kontrollü), FS2 | Softstarter | 460.4 | 1 | https://datasheet.eaton.com/datasheet.php?model=134932&locale=en_GB
| DS7-342SX041N0-N | Y7-134934 | 134934 | Softstarter DS7, 110/230 V AC, 41 A (2-faz Tristör Kontrollü), FS3 | Softstarter | 747 | 1 | https://datasheet.eaton.com/datasheet.php?model=134934&locale=en_GB
| DS7-342SX055N0-N | Y7-134935 | 134935 | Softstarter DS7, 110/230 V AC, 55 A (2-faz Tristör Kontrollü), FS3 | Softstarter | 789 | 1 | https://datasheet.eaton.com/datasheet.php?model=134935&locale=en_GB
| DS7-342SX070N0-N | Y7-134936 | 134936 | Softstarter DS7, 110/230 V AC, 70 A (2-faz Tristör Kontrollü), FS3 | Softstarter | 924 | 1 | https://datasheet.eaton.com/datasheet.php?model=134936&locale=en_GB
| DS7-342SX081N0-N | Y7-134937 | 134937 | Softstarter DS7, 110/230 V AC, 81 A (2-faz Tristör Kontrollü), FS3 | Softstarter | 1012 | 1 | https://datasheet.eaton.com/datasheet.php?model=134937&locale=en_GB
| DS7-342SX100N0-N | Y7-134938 | 134938 | Softstarter DS7, 110/230 V AC, 100 A (2-faz Tristör Kontrollü), FS3 | Softstarter | 1092 | 1 | https://datasheet.eaton.com/datasheet.php?model=134938&locale=en_GB
| DS7-342SX135N0-N | Y7-134939 | 134939 | Softstarter DS7, 110/230 V AC, 135 A (2-faz Tristör Kontrollü), FS4 | Softstarter | 1538 | 1 | https://datasheet.eaton.com/datasheet.php?model=134939&locale=en_GB
| DS7-342SX160N0-N | Y7-134940 | 134940 | Softstarter DS7, 110/230 V AC, 160 A (2-faz Tristör Kontrollü), FS4 | Softstarter | 1907 | 1 | https://datasheet.eaton.com/datasheet.php?model=134940&locale=en_GB
| DS7-342SX200N0-N | Y7-134941 | 134941 | Softstarter DS7, 110/230 V AC, 200 A (2-faz Tristör Kontrollü), FS4 | Softstarter | 2142 | 1 | https://datasheet.eaton.com/datasheet.php?model=134941&locale=en_GB
| DS7-34DSX004N0-D | Y7-134943 | 134943 | Softstarter DS7, 24 V AC/DC, 4 A (2-faz Tristör Kontrollü), SWDT, FS1 | Softstarter | 389.9 | 1 | https://datasheet.eaton.com/datasheet.php?model=134943&locale=en_GB
| DS7-34DSX007N0-D | Y7-134945 | 134945 | Softstarter DS7, 24 V AC/DC, 7 A (2-faz Tristör Kontrollü), SWDT, FS1 | Softstarter | 399.8 | 1 | https://datasheet.eaton.com/datasheet.php?model=134945&locale=en_GB
| DS7-34DSX009N0-D | Y7-134946 | 134946 | Softstarter DS7, 24 V AC/DC, 9 A (2-faz Tristör Kontrollü), SWDT, FS1 | Softstarter | 407.1 | 1 | https://datasheet.eaton.com/datasheet.php?model=134946&locale=en_GB
| DS7-34DSX012N0-D | Y7-134947 | 134947 | Softstarter DS7, 24 V AC/DC, 12 A (2-faz Tristör Kontrollü), SWDT, FS1 | Softstarter | 423.3 | 1 | https://datasheet.eaton.com/datasheet.php?model=134947&locale=en_GB
| DS7-34DSX016N0-D | Y7-134948 | 134948 | Softstarter DS7, 24 V AC/DC, 16 A (2-faz Tristör Kontrollü), SWDT, FS2 | Softstarter | 480.3 | 1 | https://datasheet.eaton.com/datasheet.php?model=134948&locale=en_GB
| DS7-34DSX024N0-D | Y7-134949 | 134949 | Softstarter DS7, 24 V AC/DC, 24 A (2-faz Tristör Kontrollü), SWDT, FS2 | Softstarter | 512 | 1 | https://datasheet.eaton.com/datasheet.php?model=134949&locale=en_GB
| DS7-34DSX032N0-D | Y7-134950 | 134950 | Softstarter DS7, 24 V AC/DC, 32 A (2-faz Tristör Kontrollü), SWDT, FS2 | Softstarter | 541 | 1 | https://datasheet.eaton.com/datasheet.php?model=134950&locale=en_GB
| DS7-34DSX041N0-D | Y7-134952 | 134952 | Softstarter DS7, 24 V AC/DC, 41 A (2-faz Tristör Kontrollü), SWDT, FS3 | Softstarter | 884 | 1 | https://datasheet.eaton.com/datasheet.php?model=134952&locale=en_GB
| DS7-34DSX055N0-D | Y7-134953 | 134953 | Softstarter DS7, 24 V AC/DC, 55 A (2-faz Tristör Kontrollü), SWDT, FS3 | Softstarter | 917 | 1 | https://datasheet.eaton.com/datasheet.php?model=134953&locale=en_GB
| DS7-34DSX070N0-D | Y7-134954 | 134954 | Softstarter DS7, 24 V AC/DC, 70 A (2-faz Tristör Kontrollü), SWDT, FS3 | Softstarter | 1085 | 1 | https://datasheet.eaton.com/datasheet.php?model=134954&locale=en_GB
| DS7-34DSX081N0-D | Y7-134955 | 134955 | Softstarter DS7, 24 V AC/DC, 81 A (2-faz Tristör Kontrollü), SWDT, FS3 | Softstarter | 1145 | 1 | https://datasheet.eaton.com/datasheet.php?model=134955&locale=en_GB
| DS7-34DSX100N0-D | Y7-134956 | 134956 | Softstarter DS7, 24 V AC/DC, 100 A (2-faz Tristör Kontrollü), SWDT, FS3 | Softstarter | 1253 | 1 | https://datasheet.eaton.com/datasheet.php?model=134956&locale=en_GB
| DS7-34DSX135N0-D | Y7-134957 | 134957 | Softstarter DS7, 24 V AC/DC, 135 A (2-faz Tristör Kontrollü), SWDT, FS4 | Softstarter | 1768 | 1 | https://datasheet.eaton.com/datasheet.php?model=134957&locale=en_GB
| DS7-34DSX160N0-D | Y7-134958 | 134958 | Softstarter DS7, 24 V AC/DC, 160 A (2-faz Tristör Kontrollü), SWDT, FS4 | Softstarter | 2022 | 1 | https://datasheet.eaton.com/datasheet.php?model=134958&locale=en_GB
| DS7-34DSX200N0-D | Y7-134959 | 134959 | Softstarter DS7, 24 V AC/DC, 200 A (2-faz Tristör Kontrollü), SWDT, FS4 | Softstarter | 2215 | 1 | https://datasheet.eaton.com/datasheet.php?model=134959&locale=en_GB
| DS7-340SX070N0-L | Y7-171749 | 171749 | Softstarter DS7, 24 V AC/DC, 70 A (2-faz Tristör Kontrollü), FS3 | Softstarter | 959 | 1 | https://datasheet.eaton.com/datasheet.php?model=171749&locale=en_GB
| DS7-FAN-032 | Y7-135553 | 135553 | Soğutucu Fan (32 A'e kadar DS7 cihazları için) | Softstarter | 81.4 | 1 | https://datasheet.eaton.com/datasheet.php?model=135553&locale=en_GB
| DS7-FAN-100 | Y7-169021 | 169021 | Soğutucu Fan (100 A'e kadar DS7 cihazları için) | Softstarter | 225.3 | 1 | https://datasheet.eaton.com/datasheet.php?model=169021&locale=en_GB
| DS7-FAN-200 | Y7-169022 | 169022 | Soğutucu Fan (200 A'e kadar DS7 cihazları için) | Softstarter | 293.3 | 1 | https://datasheet.eaton.com/datasheet.php?model=169022&locale=en_GB
| C441QS | Y7-184746 | 184746 |  | Softstarter | 830 | 1 | https://datasheet.eaton.com/datasheet.php?model=184746&locale=en_GB
| S811+N37P3S | Y7-168977 | 168977 | Softstarter 811+Premium (3 faz Tristör Kontrollü) 18,5kW 37A (FS1) | Softstarter | 2841 | 1 | https://datasheet.eaton.com/datasheet.php?model=168977&locale=en_GB
| S811+N66P3S | Y7-168979 | 168979 | Softstarter 811+Premium (3 faz Tristör Kontrollü) 30 kW 66A (FS1) | Softstarter | 2903 | 1 | https://datasheet.eaton.com/datasheet.php?model=168979&locale=en_GB
| S811+R10P3S | Y7-168981 | 168981 | Softstarter 811+Premium (3 faz Tristör Kontrollü) 55 kW 105A (FS2) | Softstarter | 3417 | 1 | https://datasheet.eaton.com/datasheet.php?model=168981&locale=en_GB
| S811+R13P3S | Y7-168983 | 168983 | Softstarter 811+Premium (3 faz Tristör Kontrollü) 75 kW 135A (FS2) | Softstarter | 3535 | 1 | https://datasheet.eaton.com/datasheet.php?model=168983&locale=en_GB
| S811+T18P3S | Y7-168985 | 168985 | Softstarter 811+Premium (3 faz Tristör Kontrollü) 90 kW 180A (FS3) | Softstarter | 5777 | 1 | https://datasheet.eaton.com/datasheet.php?model=168985&locale=en_GB
| S811+T24P3S | Y7-168988 | 168988 | Softstarter 811+Premium (3 faz Tristör Kontrollü) 132 kW 240A (FS3) | Softstarter | 5907 | 1 | https://datasheet.eaton.com/datasheet.php?model=168988&locale=en_GB
| S811+T30P3S | Y7-168991 | 168991 | Softstarter 811+Premium (3 faz Tristör Kontrollü) 160 kW 304A (FS3) | Softstarter | 6499 | 1 | https://datasheet.eaton.com/datasheet.php?model=168991&locale=en_GB
| S811+V36P3S | Y7-168994 | 168994 | Softstarter 811+Premium (3 faz Tristör Kontrollü) 200 kW 361A (FS4) | Softstarter | 9386 | 1 | https://datasheet.eaton.com/datasheet.php?model=168994&locale=en_GB
| S811+V42P3S | Y7-168997 | 168997 | Softstarter 811+Premium (3 faz Tristör Kontrollü) 200 kW 420A (FS4) | Softstarter | 10535 | 1 | https://datasheet.eaton.com/datasheet.php?model=168997&locale=en_GB
| S811+V50P3S | Y7-169000 | 169000 | Softstarter 811+Premium (3 faz Tristör Kontrollü) 250 kW 500A (FS4) | Softstarter | 10655 | 1 | https://datasheet.eaton.com/datasheet.php?model=169000&locale=en_GB
| S811+V65P3S | Y7-169003 | 169003 | Softstarter 811+Premium (3 faz Tristör Kontrollü) 315 kW 650A (FS4) | Softstarter | 11721 | 1 | https://datasheet.eaton.com/datasheet.php?model=169003&locale=en_GB
| S811+V72P3S | Y7-169006 | 169006 | Softstarter 811+Premium (3 faz Tristör Kontrollü) 400 kW 720A (FS4) | Softstarter | 12503 | 1 | https://datasheet.eaton.com/datasheet.php?model=169006&locale=en_GB
| S811+V85P3S | Y7-169009 | 169009 | Softstarter 811+Premium (3 faz Tristör Kontrollü) 450 kW 850A (FS4) | Softstarter | 13395 | 1 | https://datasheet.eaton.com/datasheet.php?model=169009&locale=en_GB
| S811+U42P3S | Y7-169873 | 169873 | Softstarter 811+Premium (3 faz Tristör Kontrollü) 200 kW 420A (FSU) | Softstarter | 7339 | 1 | https://datasheet.eaton.com/datasheet.php?model=169873&locale=en_GB
| SS-IP20-TU | Y7-171992 | 171992 |  | Softstarter | 102.5 | 1 | https://datasheet.eaton.com/datasheet.php?model=171992&locale=en_GB
| S811+T18V3S | Y7-168986 | 168986 | Softstarter 811+Premium (3 faz Tristör Kontrollü) 690V, 160 kW, 180A (FS3) | Softstarter | 6807 | 1 | https://datasheet.eaton.com/datasheet.php?model=168986&locale=en_GB
| S811+T30V3S | Y7-168992 | 168992 | Softstarter 811+Premium (3 faz Tristör Kontrollü) 690V, 250 kW, 304A (FS3) | Softstarter | 7897 | 1 | https://datasheet.eaton.com/datasheet.php?model=168992&locale=en_GB
| S811+V36V3S | Y7-168995 | 168995 | Softstarter 811+Premium (3 faz Tristör Kontrollü) 690V, 315 kW, 361A (FS4) | Softstarter | 10744 | 1 | https://datasheet.eaton.com/datasheet.php?model=168995&locale=en_GB
| S811+V42V3S | Y7-168998 | 168998 | Softstarter 811+Premium (3 faz Tristör Kontrollü) 690V, 400 kW, 420A (FS4) | Softstarter | 12065 | 1 | https://datasheet.eaton.com/datasheet.php?model=168998&locale=en_GB
| S811+V50V3S | Y7-169001 | 169001 | Softstarter 811+Premium (3 faz Tristör Kontrollü) 690V, 500 kW, 500A (FS4) | Softstarter | 12203 | 1 | https://datasheet.eaton.com/datasheet.php?model=169001&locale=en_GB
| S811+V65V3S | Y7-169004 | 169004 | Softstarter 811+Premium (3 faz Tristör Kontrollü) 690V, 630 kW, 650A (FS4) | Softstarter | 13269 | 1 | https://datasheet.eaton.com/datasheet.php?model=169004&locale=en_GB
| S811+V72V3S | Y7-169007 | 169007 | Softstarter 811+Premium (3 faz Tristör Kontrollü) 690V, 630 kW, 720A (FS4) | Softstarter | 14154 | 1 | https://datasheet.eaton.com/datasheet.php?model=169007&locale=en_GB
| S811+V85V3S | Y7-169010 | 169010 | Softstarter 811+Premium (3 faz Tristör Kontrollü) 690V, 710 kW, 850A (FS4) | Softstarter | 15164 | 1 | https://datasheet.eaton.com/datasheet.php?model=169010&locale=en_GB
| C441V | Y7-172306 | 172306 | Ethernet/IP - Modbus/TCP çevirici | Softstarter | 554 | 1 | https://datasheet.eaton.com/datasheet.php?model=172306&locale=en_GB
| SS-IP20-V | Y7-158650 | 158650 | Yumuşak Yolverici Aksesuarı: IP20 kit, S811+ V-kasa | Softstarter | 103.4 | 1 | https://datasheet.eaton.com/datasheet.php?model=158650&locale=en_GB
| EMA68 | Y7-144556 | 144556 | Keypad cover | Softstarter | 45.79 | 1 | https://datasheet.eaton.com/datasheet.php?model=144556&locale=en_GB
| EMA69A | Y7-144557 | 144557 | DIM cable 1m | Softstarter | 307.9 | 1 | https://datasheet.eaton.com/datasheet.php?model=144557&locale=en_GB
| EMA69B | Y7-144558 | 144558 | DIM cable, 1.5m | Softstarter | 354.7 | 1 | https://datasheet.eaton.com/datasheet.php?model=144558&locale=en_GB
| EMA69C | Y7-144559 | 144559 | DIM cable, 2.4m | Softstarter | 439.2 | 1 | https://datasheet.eaton.com/datasheet.php?model=144559&locale=en_GB
| EMA69D | Y7-144560 | 144560 | DIM cable, 3.3m | Softstarter | 501 | 1 | https://datasheet.eaton.com/datasheet.php?model=144560&locale=en_GB
| EMA71 | Y7-144346 | 144346 | Control User Interface with status LED | Softstarter | 179.1 | 1 | https://datasheet.eaton.com/datasheet.php?model=144346&locale=en_GB
| EMA72 | Y7-144347 | 144347 | Control User Interface, with status LED+ | Softstarter | 179.1 | 1 | https://datasheet.eaton.com/datasheet.php?model=144347&locale=en_GB
| EMA75 | Y7-144561 | 144561 | Soft starter S8x1+,control term. block | Softstarter | 36.21 | 1 | https://datasheet.eaton.com/datasheet.php?model=144561&locale=en_GB
| EMA75L | Y7-144571 | 144571 | Softstarter, options | Softstarter | 37.37 | 1 | https://datasheet.eaton.com/datasheet.php?model=144571&locale=en_GB
| EMA91 | Y7-144570 | 144570 | Softstarter S8x1+, DIM | Softstarter | 268.9 | 1 | https://datasheet.eaton.com/datasheet.php?model=144570&locale=en_GB
| EML22 | Y7-127661 | 127661 | S8x1+T/U, terminal block , 2x50mm² | Softstarter | 446.7 | 1 | https://datasheet.eaton.com/datasheet.php?model=127661&locale=en_GB
| EML23 | Y7-127662 | 127662 | S8x1+T/U, terminal block , 1x240mm² | Softstarter | 383.6 | 1 | https://datasheet.eaton.com/datasheet.php?model=127662&locale=en_GB
| EML24 | Y7-127663 | 127663 | S8x1+T/U, terminal block , 2x240mm² | Softstarter | 413.9 | 1 | https://datasheet.eaton.com/datasheet.php?model=127663&locale=en_GB
| EML25 | Y7-127664 | 127664 | S8x1+T/U, terminal block , 1x150mm² | Softstarter | 383.6 | 1 | https://datasheet.eaton.com/datasheet.php?model=127664&locale=en_GB
| EML26 | Y7-127665 | 127665 | S8x1+T/U, terminal block , 2x300mm² | Softstarter | 419 | 1 | https://datasheet.eaton.com/datasheet.php?model=127665&locale=en_GB
| EML27 | Y7-144549 | 144549 | Softstarter, options | Softstarter | 58.8 | 1 | https://datasheet.eaton.com/datasheet.php?model=144549&locale=en_GB
| EML28 | Y7-127666 | 127666 | S8x1+V, terminal block , 2x240mm² | Softstarter | 638 | 1 | https://datasheet.eaton.com/datasheet.php?model=127666&locale=en_GB
| EML30 | Y7-127667 | 127667 | S8x1+V, terminal block , 4x240mm² | Softstarter | 653 | 1 | https://datasheet.eaton.com/datasheet.php?model=127667&locale=en_GB
| EML32 | Y7-127668 | 127668 | S8x1+V, terminal block , 6x240mm² | Softstarter | 2833 | 1 | https://datasheet.eaton.com/datasheet.php?model=127668&locale=en_GB
| EML33 | Y7-127669 | 127669 | S8x1+V, terminal block , 4x150mm² | Softstarter | 653 | 1 | https://datasheet.eaton.com/datasheet.php?model=127669&locale=en_GB
| EML34 | Y7-144550 | 144550 | LUG COVER KIT | Softstarter | 62.8 | 1 | https://datasheet.eaton.com/datasheet.php?model=144550&locale=en_GB
| EML40 | Y7-144551 | 144551 | UNIVERSAL LUG KIT | Softstarter | 926 | 1 | https://datasheet.eaton.com/datasheet.php?model=144551&locale=en_GB
| EML50 | Y7-144552 | 144552 | BUS INTERFACE KIT 1.75 MAX BUS | Softstarter | 1233 | 1 | https://datasheet.eaton.com/datasheet.php?model=144552&locale=en_GB
| EML51A | Y7-144553 | 144553 | BUS INTERFACE KIT 2.00 MAX BUS | Softstarter | 780 | 1 | https://datasheet.eaton.com/datasheet.php?model=144553&locale=en_GB
| EML51B | Y7-144554 | 144554 | BUS INTERFACE KIT 3.00 MAX BUS | Softstarter | 782 | 1 | https://datasheet.eaton.com/datasheet.php?model=144554&locale=en_GB
| EMM13N | Y7-144562 | 144562 | Soft starter S8x1+N, mounting plate | Softstarter | 98.9 | 1 | https://datasheet.eaton.com/datasheet.php?model=144562&locale=en_GB
| EMM13R | Y7-144563 | 144563 | Soft starter S8x1+R, mounting plate | Softstarter | 166.8 | 1 | https://datasheet.eaton.com/datasheet.php?model=144563&locale=en_GB
| EMM13T | Y7-144564 | 144564 | Soft starter S8x1+T, mounting plate | Softstarter | 173.7 | 1 | https://datasheet.eaton.com/datasheet.php?model=144564&locale=en_GB
| EMM13U | Y7-144548 | 144548 | ADAPTER RETROFIT V-FRAME WITH U-FRAME | Softstarter | 314.2 | 1 | https://datasheet.eaton.com/datasheet.php?model=144548&locale=en_GB
| EMM13V | Y7-144565 | 144565 | Soft starter S8x1+V, mounting plate | Softstarter | 275.2 | 1 | https://datasheet.eaton.com/datasheet.php?model=144565&locale=en_GB
| EMM14N | Y7-144567 | 144567 | VIBRATION PLATES N FRAME | Softstarter | 170.9 | 1 | https://datasheet.eaton.com/datasheet.php?model=144567&locale=en_GB
| EMM14R | Y7-144568 | 144568 | Vibration isolators | Softstarter | 215 | 1 | https://datasheet.eaton.com/datasheet.php?model=144568&locale=en_GB
| EMM14T | Y7-144569 | 144569 | VIBRATION PLATES T FRAME | Softstarter | 223.2 | 1 | https://datasheet.eaton.com/datasheet.php?model=144569&locale=en_GB
| EMM14V | Y7-135273 | 135273 | Soft starter, options | Softstarter | 392.5 | 1 | https://datasheet.eaton.com/datasheet.php?model=135273&locale=en_GB
| EMM18 | Y7-144566 | 144566 | Soft starter S8x1+V, fan set | Softstarter | 155.8 | 1 | https://datasheet.eaton.com/datasheet.php?model=144566&locale=en_GB
| EMS39 | Y7-127671 | 127671 | Soft starter S8x1+, 600V MOV(All-Frames) | Softstarter | 131.1 | 1 | https://datasheet.eaton.com/datasheet.php?model=127671&locale=en_GB
| EMS41 | Y7-127672 | 127672 | Soft starter, Opt., 690V MOV (T-Frame) | Softstarter | 121.8 | 1 | https://datasheet.eaton.com/datasheet.php?model=127672&locale=en_GB
| EMT40 | Y7-144555 | 144555 | Single Phase MOV Transient Protector | Softstarter | 890 | 1 | https://datasheet.eaton.com/datasheet.php?model=144555&locale=en_GB
Hız Kontrol Cihazları
| DE1-121D4NN-N20N | Y7-177359 | 177359 | Hız Ayarlı Yolverici 0,25kW 1,4A Monofaze 230V (FS1) | Drive | 192 | 1 | https://datasheet.eaton.com/datasheet.php?model=177359&locale=en_GB
| DE1-122D3NN-N20N | Y7-177360 | 177360 | Hız Ayarlı Yolverici 0,37kW 2,3A Monofaze 230V (FS1) | Drive | 197.9 | 1 | https://datasheet.eaton.com/datasheet.php?model=177360&locale=en_GB
| DE1-122D7NN-N20N | Y7-177361 | 177361 | Hız Ayarlı Yolverici 0,55kW 2,7A Monofaze 230V (FS1) | Drive | 231.2 | 1 | https://datasheet.eaton.com/datasheet.php?model=177361&locale=en_GB
| DE1-124D3NN-N20N | Y7-177362 | 177362 | Hız Ayarlı Yolverici 0,75kW 4,3A Monofaze 230V (FS1) | Drive | 241.3 | 1 | https://datasheet.eaton.com/datasheet.php?model=177362&locale=en_GB
| DE1-127D0NN-N20N | Y7-177363 | 177363 | Hız Ayarlı Yolverici 1,5kW 7A Monofaze 230V (FS1) | Drive | 312.2 | 1 | https://datasheet.eaton.com/datasheet.php?model=177363&locale=en_GB
| DE1-129D6NN-N20N | Y7-177364 | 177364 | Hız Ayarlı Yolverici 2,2kW 9,6A Monofaze 230V (FS2) | Drive | 400 | 1 | https://datasheet.eaton.com/datasheet.php?model=177364&locale=en_GB
| DE1-341D3NN-N20N | Y7-177365 | 177365 | Hız Ayarlı Yolverici 0,37kW 1,3A Trifaze 400V (FS1) | Drive | 412.8 | 1 | https://datasheet.eaton.com/datasheet.php?model=177365&locale=en_GB
| DE1-342D1NN-N20N | Y7-177366 | 177366 | Hız Ayarlı Yolverici 0,75kW 2,1A Trifaze 400V (FS1) | Drive | 473.9 | 1 | https://datasheet.eaton.com/datasheet.php?model=177366&locale=en_GB
| DE1-343D6NN-N20N | Y7-177367 | 177367 | Hız Ayarlı Yolverici 1,5kW 3,6A Trifaze 400V (FS1) | Drive | 535 | 1 | https://datasheet.eaton.com/datasheet.php?model=177367&locale=en_GB
| DE1-345D0NN-N20N | Y7-177368 | 177368 | Hız Ayarlı Yolverici 2,2kW 5A Trifaze 400V (FS2) | Drive | 599 | 1 | https://datasheet.eaton.com/datasheet.php?model=177368&locale=en_GB
| DE1-346D6NN-N20N | Y7-177369 | 177369 | Hız Ayarlı Yolverici 3kW 6,6A Trifaze 400V (FS2) | Drive | 674 | 1 | https://datasheet.eaton.com/datasheet.php?model=177369&locale=en_GB
| DE1-348D5NN-N20N | Y7-177370 | 177370 | Hız Ayarlı Yolverici 4kW 8,5A Trifaze 400V (FS2) | Drive | 750 | 1 | https://datasheet.eaton.com/datasheet.php?model=177370&locale=en_GB
| DE1-34011NN-N20N | Y7-177371 | 177371 | Hız Ayarlı Yolverici 5,5kW 11,3A Trifaze 400V (FS2) | Drive | 897 | 1 | https://datasheet.eaton.com/datasheet.php?model=177371&locale=en_GB
| DE1-34016NN-N20N | Y7-177372 | 177372 | Hız Ayarlı Yolverici 7,5kW 16A Trifaze 400V (FS2) | Drive | 1096 | 1 | https://datasheet.eaton.com/datasheet.php?model=177372&locale=en_GB
| DE1-121D4FN-N20N | Y7-174327 | 174327 | Hız Ayarlı Yolverici-Filtreli 0,25kW 1,4A Monofaze 230V (FS1) | Drive | 205.2 | 1 | https://datasheet.eaton.com/datasheet.php?model=174327&locale=en_GB
| DE1-122D3FN-N20N | Y7-174328 | 174328 | Hız Ayarlı Yolverici-Filtreli 0,37kW 2,3A Monofaze 230V (FS1) | Drive | 210.8 | 1 | https://datasheet.eaton.com/datasheet.php?model=174328&locale=en_GB
| DE1-122D7FN-N20N | Y7-174329 | 174329 | Hız Ayarlı Yolverici-Filtreli 0,55kW 2,7A Monofaze 230V (FS1) | Drive | 245.5 | 1 | https://datasheet.eaton.com/datasheet.php?model=174329&locale=en_GB
| DE1-124D3FN-N20N | Y7-174330 | 174330 | Hız Ayarlı Yolverici-Filtreli 0,75kW 4,3A Monofaze 230V (FS1) | Drive | 254.2 | 1 | https://datasheet.eaton.com/datasheet.php?model=174330&locale=en_GB
| DE1-127D0FN-N20N | Y7-174331 | 174331 | Hız Ayarlı Yolverici-Filtreli 1,5kW 7A Monofaze 230V (FS1) | Drive | 330 | 1 | https://datasheet.eaton.com/datasheet.php?model=174331&locale=en_GB
| DE1-129D6FN-N20N | Y7-174332 | 174332 | Hız Ayarlı Yolverici-Filtreli 2,2kW 9,6A Monofaze 230V (FS2) | Drive | 423 | 1 | https://datasheet.eaton.com/datasheet.php?model=174332&locale=en_GB
| DE1-341D3FN-N20N | Y7-174333 | 174333 | Hız Ayarlı Yolverici-Filtreli 0,37kW 1,3A Trifaze 400V (FS1) | Drive | 428.1 | 1 | https://datasheet.eaton.com/datasheet.php?model=174333&locale=en_GB
| DE1-342D1FN-N20N | Y7-174334 | 174334 | Hız Ayarlı Yolverici-Filtreli 0,75kW 2,1A Trifaze 400V (FS1) | Drive | 493.1 | 1 | https://datasheet.eaton.com/datasheet.php?model=174334&locale=en_GB
| DE1-343D6FN-N20N | Y7-174335 | 174335 | Hız Ayarlı Yolverici-Filtreli 1,5kW 3,6A Trifaze 400V (FS1) | Drive | 554 | 1 | https://datasheet.eaton.com/datasheet.php?model=174335&locale=en_GB
| DE1-345D0FN-N20N | Y7-174336 | 174336 | Hız Ayarlı Yolverici-Filtreli 2,2kW 5A Trifaze 400V (FS2) | Drive | 620 | 1 | https://datasheet.eaton.com/datasheet.php?model=174336&locale=en_GB
| DE1-346D6FN-N20N | Y7-174337 | 174337 | Hız Ayarlı Yolverici-Filtreli 3kW 6,6A Trifaze 400V (FS2) | Drive | 694 | 1 | https://datasheet.eaton.com/datasheet.php?model=174337&locale=en_GB
| DE1-348D5FN-N20N | Y7-174338 | 174338 | Hız Ayarlı Yolverici-Filtreli 4kW 8,5A Trifaze 400V (FS2) | Drive | 779 | 1 | https://datasheet.eaton.com/datasheet.php?model=174338&locale=en_GB
| DE1-34011FN-N20N | Y7-174339 | 174339 | Hız Ayarlı Yolverici-Filtreli 5,5kW 11,3A Trifaze 400V (FS2) | Drive | 933 | 1 | https://datasheet.eaton.com/datasheet.php?model=174339&locale=en_GB
| DE1-34016FN-N20N | Y7-174340 | 174340 | Hız Ayarlı Yolverici-Filtreli 7,5kW 16A Trifaze 400V (FS2) | Drive | 1142 | 1 | https://datasheet.eaton.com/datasheet.php?model=174340&locale=en_GB
| DXE-EXT-SET | Y7-174621 | 174621 | Parametrelendirme Modülü | Drive | 127.7 | 1 | https://datasheet.eaton.com/datasheet.php?model=174621&locale=en_GB
| DX-COM-STICK3-KIT | Y7-197586 | 197586 | Bluetooth Parametre Modülü (versiyon 3) | Drive | 263.5 | 1 | https://datasheet.eaton.com/datasheet.php?model=186947&locale=en_GB
| DX-KEY-LED2 | Y7-186946 | 186946 | Taşınabilir Keypad ve LED Ekran | Drive | 139.9 | 1 | https://datasheet.eaton.com/datasheet.php?model=186946&locale=en_GB
| DX-NET-SWD3 | Y7-169131 | 169131 | Haberleşme Kartı - SmartWire-DT (DE1, DC1 için) | Drive | 180.5 | 1 | https://datasheet.eaton.com/datasheet.php?model=169131&locale=en_GB
| DX-CBL-PC-3M0 | Y7-744-A3036-00P | 171018 | PC Haberleşme Kablosu, USB | Drive | 183.7 | 1 | https://datasheet.eaton.com/datasheet.php?model=171018&locale=en_GB
| DE11-121D4NN-N20N | Y7-180656 | 180656 | Hız Ayarlı Yolverici 0,25kW 1,4A Monofaze 230V (FS1) | Drive | 208 | 1 | https://datasheet.eaton.com/datasheet.php?model=180656&locale=en_GB
| DE11-122D3NN-N20N | Y7-180657 | 180657 | Hız Ayarlı Yolverici 0,37kW 2,3A Monofaze 230V (FS1) | Drive | 213.8 | 1 | https://datasheet.eaton.com/datasheet.php?model=180657&locale=en_GB
| DE11-122D7NN-N20N | Y7-180658 | 180658 | Hız Ayarlı Yolverici 0,55kW 2,7A Monofaze 230V (FS1) | Drive | 246.9 | 1 | https://datasheet.eaton.com/datasheet.php?model=180658&locale=en_GB
| DE11-124D3NN-N20N | Y7-180659 | 180659 | Hız Ayarlı Yolverici 0,75kW 4,3A Monofaze 230V (FS1) | Drive | 257.4 | 1 | https://datasheet.eaton.com/datasheet.php?model=180659&locale=en_GB
| DE11-127D0NN-N20N | Y7-180660 | 180660 | Hız Ayarlı Yolverici 1,5kW 7A Monofaze 230V (FS1) | Drive | 330 | 1 | https://datasheet.eaton.com/datasheet.php?model=180660&locale=en_GB
| DE11-129D6NN-N20N | Y7-180661 | 180661 | Hız Ayarlı Yolverici 2,2kW 9,6A Monofaze 230V (FS2) | Drive | 418 | 1 | https://datasheet.eaton.com/datasheet.php?model=180661&locale=en_GB
| DE11-341D3NN-N20N | Y7-180670 | 180670 | Hız Ayarlı Yolverici 0,37kW 1,3A Trifaze 400V (FS1) | Drive | 434.5 | 1 | https://datasheet.eaton.com/datasheet.php?model=180670&locale=en_GB
| DE11-342D1NN-N20N | Y7-180671 | 180671 | Hız Ayarlı Yolverici 0,75kW 2,1A Trifaze 400V (FS1) | Drive | 495.7 | 1 | https://datasheet.eaton.com/datasheet.php?model=180671&locale=en_GB
| DE11-343D6NN-N20N | Y7-180672 | 180672 | Hız Ayarlı Yolverici 1,5kW 3,6A Trifaze 400V (FS1) | Drive | 555 | 1 | https://datasheet.eaton.com/datasheet.php?model=180672&locale=en_GB
| DE11-345D0NN-N20N | Y7-180673 | 180673 | Hız Ayarlı Yolverici 2,2kW 5A Trifaze 400V (FS2) | Drive | 619 | 1 | https://datasheet.eaton.com/datasheet.php?model=180673&locale=en_GB
| DE11-346D6NN-N20N | Y7-180674 | 180674 | Hız Ayarlı Yolverici 3kW 6,6A Trifaze 400V (FS2) | Drive | 695 | 1 | https://datasheet.eaton.com/datasheet.php?model=180674&locale=en_GB
| DE11-348D5NN-N20N | Y7-180675 | 180675 | Hız Ayarlı Yolverici 4kW 8,5A Trifaze 400V (FS2) | Drive | 773 | 1 | https://datasheet.eaton.com/datasheet.php?model=180675&locale=en_GB
| DE11-34011NN-N20N | Y7-180676 | 180676 | Hız Ayarlı Yolverici 5,5kW 11,3A Trifaze 400V (FS2) | Drive | 917 | 1 | https://datasheet.eaton.com/datasheet.php?model=180676&locale=en_GB
| DE11-34016NN-N20N | Y7-180677 | 180677 | Hız Ayarlı Yolverici 7,5kW 16A Trifaze 400V (FS2) | Drive | 1116 | 1 | https://datasheet.eaton.com/datasheet.php?model=180677&locale=en_GB
| DE11-121D4FN-N20N | Y7-180650 | 180650 | Hız Ayarlı Yolverici-Filtreli 0,25kW 1,4A Monofaze 230V (FS1) | Drive | 220.9 | 1 | https://datasheet.eaton.com/datasheet.php?model=180650&locale=en_GB
| DE11-122D3FN-N20N | Y7-180651 | 180651 | Hız Ayarlı Yolverici-Filtreli 0,37kW 2,3A Monofaze 230V (FS1) | Drive | 226.8 | 1 | https://datasheet.eaton.com/datasheet.php?model=180651&locale=en_GB
| DE11-122D7FN-N20N | Y7-180652 | 180652 | Hız Ayarlı Yolverici-Filtreli 0,55kW 2,7A Monofaze 230V (FS1) | Drive | 261.2 | 1 | https://datasheet.eaton.com/datasheet.php?model=180652&locale=en_GB
| DE11-124D3FN-N20N | Y7-180653 | 180653 | Hız Ayarlı Yolverici-Filtreli 0,75kW 4,3A Monofaze 230V (FS1) | Drive | 270.1 | 1 | https://datasheet.eaton.com/datasheet.php?model=180653&locale=en_GB
| DE11-127D0FN-N20N | Y7-180654 | 180654 | Hız Ayarlı Yolverici-Filtreli 1,5kW 7A Monofaze 230V (FS1) | Drive | 350.3 | 1 | https://datasheet.eaton.com/datasheet.php?model=180654&locale=en_GB
| DE11-129D6FN-N20N | Y7-180655 | 180655 | Hız Ayarlı Yolverici-Filtreli 2,2kW 9,6A Monofaze 230V (FS2) | Drive | 440.9 | 1 | https://datasheet.eaton.com/datasheet.php?model=180655&locale=en_GB
| DE11-341D3FN-N20N | Y7-180662 | 180662 | Hız Ayarlı Yolverici-Filtreli 0,37kW 1,3A Trifaze 400V (FS1) | Drive | 448.4 | 1 | https://datasheet.eaton.com/datasheet.php?model=180662&locale=en_GB
| DE11-342D1FN-N20N | Y7-180663 | 180663 | Hız Ayarlı Yolverici-Filtreli 0,75kW 2,1A Trifaze 400V (FS1) | Drive | 514 | 1 | https://datasheet.eaton.com/datasheet.php?model=180663&locale=en_GB
| DE11-343D6FN-N20N | Y7-180664 | 180664 | Hız Ayarlı Yolverici-Filtreli 1,5kW 3,6A Trifaze 400V (FS1) | Drive | 576 | 1 | https://datasheet.eaton.com/datasheet.php?model=180664&locale=en_GB
| DE11-345D0FN-N20N | Y7-180665 | 180665 | Hız Ayarlı Yolverici-Filtreli 2,2kW 5A Trifaze 400V (FS2) | Drive | 643 | 1 | https://datasheet.eaton.com/datasheet.php?model=180665&locale=en_GB
| DE11-346D6FN-N20N | Y7-180666 | 180666 | Hız Ayarlı Yolverici-Filtreli 3kW 6,6A Trifaze 400V (FS2) | Drive | 719 | 1 | https://datasheet.eaton.com/datasheet.php?model=180666&locale=en_GB
| DE11-348D5FN-N20N | Y7-180667 | 180667 | Hız Ayarlı Yolverici-Filtreli 4kW 8,5A Trifaze 400V (FS2) | Drive | 802 | 1 | https://datasheet.eaton.com/datasheet.php?model=180667&locale=en_GB
| DE11-34011FN-N20N | Y7-180668 | 180668 | Hız Ayarlı Yolverici-Filtreli 5,5kW 11,3A Trifaze 400V (FS2) | Drive | 955 | 1 | https://datasheet.eaton.com/datasheet.php?model=180668&locale=en_GB
| DE11-34016FN-N20N | Y7-180669 | 180669 | Hız Ayarlı Yolverici-Filtreli 7,5kW 16A Trifaze 400V (FS2) | Drive | 1161 | 1 | https://datasheet.eaton.com/datasheet.php?model=180669&locale=en_GB
| DXE-EXT-SET | Y7-174621 | 174621 | Parametrelendirme Modülü | Drive | 127.7 | 1 | https://datasheet.eaton.com/datasheet.php?model=174621&locale=en_GB
| DX-COM-STICK3-KIT | Y7-197586 | 197586 | Bluetooth Parametre Modülü (versiyon 3) | Drive | 263.5 | 1 | https://datasheet.eaton.com/datasheet.php?model=186947&locale=en_GB
| DX-KEY-LED2 | Y7-186946 | 186946 | Taşınabilir Keypad ve LED Ekran | Drive | 139.9 | 1 | https://datasheet.eaton.com/datasheet.php?model=186946&locale=en_GB
| DX-NET-SWD3 | Y7-169131 | 169131 | Haberleşme Kartı - SmartWire-DT (DE1, DC1 için) | Drive | 180.5 | 1 | https://datasheet.eaton.com/datasheet.php?model=169131&locale=en_GB
| DX-CBL-PC-3M0 | Y7-744-A3036-00P | 171018 | PC Haberleşme Kablosu, USB | Drive | 183.7 | 1 | https://datasheet.eaton.com/datasheet.php?model=171018&locale=en_GB
| DB1-122D3FN-N2CC | Y7-197193 | 197193 | Kompakt Hız Kontrol Cihazı-Filtreli, 0,37kW 2,3A Monofaze 230V (FS1) | Drive | 296.1 | 10 | https://datasheet.eaton.com/datasheet.php?model=197193&locale=en_GB
| DB1-124D3FN-N2CC | Y7-197194 | 197194 | Kompakt Hız Kontrol Cihazı-Filtreli, 0,75kW 4,3A Monofaze 230V (FS1) | Drive | 350.6 | 10 | https://datasheet.eaton.com/datasheet.php?model=197194&locale=en_GB
| DB1-127D0FN-N2CC | Y7-197195 | 197195 | Kompakt Hız Kontrol Cihazı-Filtreli, 1,5kW 7A Monofaze 230V (FS1) | Drive | 434.5 | 10 | https://datasheet.eaton.com/datasheet.php?model=197195&locale=en_GB
| DB1-342D2FN-N2CC | Y7-197196 | 197196 | Kompakt Hız Kontrol Cihazı-Filtreli, 0,75kW 2,2A Trifaze 400V (FS1) | Drive | 528 | 10 | https://datasheet.eaton.com/datasheet.php?model=197196&locale=en_GB
| DB1-344D1FN-N2CC | Y7-197197 | 197197 | Kompakt Hız Kontrol Cihazı-Filtreli, 1,5kW 4,1A Trifaze 400V (FS1) | Drive | 563 | 10 | https://datasheet.eaton.com/datasheet.php?model=197197&locale=en_GB
| DB1-344D1FB-N2CC | Y7-197564 | 197564 | Kompakt Hız Kontrol Cihazı-Filtreli, Frenleme Modüllü, 1,5kW 4,1A Trifaze 400V (FS2) | Drive | 704 | 10 | https://datasheet.eaton.com/datasheet.php?model=197564&locale=en_GB
| DB1-345D8FB-N2CC | Y7-197565 | 197565 | Kompakt Hız Kontrol Cihazı-Filtreli, Frenleme Modüllü, 2,2kW 5,8A Trifaze 400V (FS2) | Drive | 742 | 10 | https://datasheet.eaton.com/datasheet.php?model=197565&locale=en_GB
| DB1-349D5FB-N2CC | Y7-197566 | 197566 | Kompakt Hız Kontrol Cihazı-Filtreli, Frenleme Modüllü, 4kW 9,5A Trifaze 400V (FS2) | Drive | 871 | 10 | https://datasheet.eaton.com/datasheet.php?model=197566&locale=en_GB
| DX-COM-STICK3-KIT | Y7-197586 | 197586 | Bluetooth Parametre Modülü (versiyon 3) | Drive | 263.5 | 1 | https://datasheet.eaton.com/datasheet.php?model=186947&locale=en_GB
| DX-KEY-LED2 | Y7-186946 | 186946 | Taşınabilir Keypad ve LED Ekran | Drive | 139.9 | 1 | https://datasheet.eaton.com/datasheet.php?model=186946&locale=en_GB
| DX-KEY-OLED | Y7-169133 | 169133 | Taşınabilir Keypad ve OLED Ekran | Drive | 394.4 | 1 | https://datasheet.eaton.com/datasheet.php?model=169133&locale=en_GB
| DX-CBL-PC-3M0 | Y7-744-A3036-00P | 171018 | PC Haberleşme Kablosu, USB | Drive | 183.7 | 1 | https://datasheet.eaton.com/datasheet.php?model=171018&locale=en_GB
| DC1-122D3NN-A20CE1 | Y7-185785 | 185785 | Hız Kontrol Cihazı 0,37kW 2,3A Monofaze 230V (FS1) | Drive | 234.8 | 1 | https://datasheet.eaton.com/datasheet.php?model=185785&locale=en_GB
| DC1-124D3NN-A20CE1 | Y7-185788 | 185788 | Hız Kontrol Cihazı 0,75kW 4,3A Monofaze 230V (FS1) | Drive | 280.8 | 1 | https://datasheet.eaton.com/datasheet.php?model=185788&locale=en_GB
| DC1-127D0NN-A20CE1 | Y7-185791 | 185791 | Hız Kontrol Cihazı 1,5kW 7A Monofaze 230V (FS1) | Drive | 379.5 | 1 | https://datasheet.eaton.com/datasheet.php?model=185791&locale=en_GB
| DC1-127D0NB-A20CE1 | Y7-185794 | 185794 | Hız Kontrol Cihazı 1,5kW 7A Monofaze 230V (FS2) | Drive | 466.7 | 1 | https://datasheet.eaton.com/datasheet.php?model=185794&locale=en_GB
| DC1-12011NB-A20CE1 | Y7-185797 | 185797 | Hız Kontrol Cihazı 2,2kW 10,5A Monofaze 230V (FS2) | Drive | 487.2 | 1 | https://datasheet.eaton.com/datasheet.php?model=185797&locale=en_GB
| DC1-12015NB-A20CE1 | Y7-185800 | 185800 | Hız Kontrol Cihazı 4kW 15A Monofaze 230V (FS3) | Drive | 936 | 1 | https://datasheet.eaton.com/datasheet.php?model=185800&locale=en_GB
| DC1-342D2NN-A20CE1 | Y7-185721 | 185721 | Hız Kontrol Cihazı 0,75kW 2,2A Trifaze 400V (FS1) | Drive | 586 | 1 | https://datasheet.eaton.com/datasheet.php?model=185721&locale=en_GB
| DC1-344D1NN-A20CE1 | Y7-185724 | 185724 | Hız Kontrol Cihazı 1,5kW 4,1A Trifaze 400V (FS1) | Drive | 634 | 1 | https://datasheet.eaton.com/datasheet.php?model=185724&locale=en_GB
| DC1-344D1NB-A20CE1 | Y7-185727 | 185727 | Hız Kontrol Cihazı 1,5kW 4,1A Trifaze 400V (FS2) | Drive | 687 | 1 | https://datasheet.eaton.com/datasheet.php?model=185727&locale=en_GB
| DC1-345D8NB-A20CE1 | Y7-185730 | 185730 | Hız Kontrol Cihazı 2,2kW 5,8A Trifaze 400V (FS2) | Drive | 711 | 1 | https://datasheet.eaton.com/datasheet.php?model=185730&locale=en_GB
| DC1-349D5NB-A20CE1 | Y7-185733 | 185733 | Hız Kontrol Cihazı 4kW 9,5A Trifaze 400V (FS2) | Drive | 893 | 1 | https://datasheet.eaton.com/datasheet.php?model=185733&locale=en_GB
| DC1-34014NB-A20CE1 | Y7-185736 | 185736 | Hız Kontrol Cihazı 5,5kW 14A Trifaze 400V (FS3) | Drive | 1068 | 1 | https://datasheet.eaton.com/datasheet.php?model=185736&locale=en_GB
| DC1-34018NB-A20CE1 | Y7-185739 | 185739 | Hız Kontrol Cihazı 7,5kW 18A Trifaze 400V (FS3) | Drive | 1306 | 1 | https://datasheet.eaton.com/datasheet.php?model=185739&locale=en_GB
| DC1-34024NB-A20CE1 | Y7-185742 | 185742 | Hız Kontrol Cihazı 11kW 24A Trifaze 400V (FS3) | Drive | 1561 | 1 | https://datasheet.eaton.com/datasheet.php?model=185742&locale=en_GB
| DC1-34030NB-A20CE1 | Y7-185783 | 185783 | Hız Kontrol Cihazı 15kW 30A Trifaze 400V (FS4) | Drive | 2171 | 1 | https://datasheet.eaton.com/datasheet.php?model=185783&locale=en_GB
| DC1-34039NB-A20CE1 | Y7-185784 | 185784 | Hız Kontrol Cihazı 18,5kW 39A Trifaze 400V (FS4) | Drive | 2516 | 1 | https://datasheet.eaton.com/datasheet.php?model=185784&locale=en_GB
| DC1-34046NB-A20CE1 | Y7-185844 | 185844 | Hız Kontrol Cihazı 22kW 46A Trifaze 400V (FS4) | Drive | 2670 | 1 | https://datasheet.eaton.com/datasheet.php?model=185844&locale=en_GB
| DC1-122D3FN-A20CE1 | Y7-185803 | 185803 | Hız Kontrol Cihazı-Filtreli 0,37kW 2,3A Monofaze 230V (FS1) | Drive | 245.1 | 1 | https://datasheet.eaton.com/datasheet.php?model=185803&locale=en_GB
| DC1-124D3FN-A20CE1 | Y7-185806 | 185806 | Hız Kontrol Cihazı-Filtreli 0,75kW 4,3A Monofaze 230V (FS1) | Drive | 297.4 | 1 | https://datasheet.eaton.com/datasheet.php?model=185806&locale=en_GB
| DC1-127D0FN-A20CE1 | Y7-185809 | 185809 | Hız Kontrol Cihazı-Filtreli 1,5kW 7A Monofaze 230V (FS1) | Drive | 403.9 | 1 | https://datasheet.eaton.com/datasheet.php?model=185809&locale=en_GB
| DC1-127D0FB-A20CE1 | Y7-185812 | 185812 | Hız Kontrol Cihazı-Filtreli 1,5kW 7A Monofaze 230V (FS2) | Drive | 494.9 | 1 | https://datasheet.eaton.com/datasheet.php?model=185812&locale=en_GB
| DC1-12011FB-A20CE1 | Y7-185815 | 185815 | Hız Kontrol Cihazı-Filtreli 2,2kW 10,5A Monofaze 230V (FS2) | Drive | 517 | 1 | https://datasheet.eaton.com/datasheet.php?model=185815&locale=en_GB
| DC1-342D2FN-A20CE1 | Y7-185743 | 185743 | Hız Kontrol Cihazı-Filtreli 0,75kW 2,2A Trifaze 400V (FS1) | Drive | 610 | 1 | https://datasheet.eaton.com/datasheet.php?model=185743&locale=en_GB
| DC1-344D1FN-A20CE1 | Y7-185746 | 185746 | Hız Kontrol Cihazı-Filtreli 1,5kW 4,1A Trifaze 400V (FS1) | Drive | 660 | 1 | https://datasheet.eaton.com/datasheet.php?model=185746&locale=en_GB
| DC1-344D1FB-A20CE1 | Y7-185749 | 185749 | Hız Kontrol Cihazı-Filtreli 1,5kW 4,1A Trifaze 400V (FS2) | Drive | 713 | 1 | https://datasheet.eaton.com/datasheet.php?model=185749&locale=en_GB
| DC1-345D8FB-A20CE1 | Y7-185752 | 185752 | Hız Kontrol Cihazı-Filtreli 2,2kW 5,8A Trifaze 400V (FS2) | Drive | 738 | 1 | https://datasheet.eaton.com/datasheet.php?model=185752&locale=en_GB
| DC1-349D5FB-A20CE1 | Y7-185755 | 185755 | Hız Kontrol Cihazı-Filtreli 4kW 9,5A Trifaze 400V (FS2) | Drive | 928 | 1 | https://datasheet.eaton.com/datasheet.php?model=185755&locale=en_GB
| DC1-34014FB-A20CE1 | Y7-185758 | 185758 | Hız Kontrol Cihazı-Filtreli 5,5kW 14A Trifaze 400V (FS3) | Drive | 1111 | 1 | https://datasheet.eaton.com/datasheet.php?model=185758&locale=en_GB
| DC1-34018FB-A20CE1 | Y7-185761 | 185761 | Hız Kontrol Cihazı-Filtreli 7,5kW 18A Trifaze 400V (FS3) | Drive | 1357 | 1 | https://datasheet.eaton.com/datasheet.php?model=185761&locale=en_GB
| DC1-34024FB-A20CE1 | Y7-185764 | 185764 | Hız Kontrol Cihazı-Filtreli 11kW 24A Trifaze 400V (FS3) | Drive | 1625 | 1 | https://datasheet.eaton.com/datasheet.php?model=185764&locale=en_GB
| DC1-34030FB-A20CE1 | Y7-185780 | 185780 | Hız Kontrol Cihazı-Filtreli 15kW 30A Trifaze 400V (FS4) | Drive | 2259 | 1 | https://datasheet.eaton.com/datasheet.php?model=185780&locale=en_GB
| DC1-34039FB-A20CE1 | Y7-185781 | 185781 | Hız Kontrol Cihazı-Filtreli 18,5kW 39A Trifaze 400V (FS4) | Drive | 2617 | 1 | https://datasheet.eaton.com/datasheet.php?model=185781&locale=en_GB
| DC1-34046FB-A20CE1 | Y7-185782 | 185782 | Hız Kontrol Cihazı-Filtreli 22kW 46A Trifaze 400V (FS4) | Drive | 2776 | 1 | https://datasheet.eaton.com/datasheet.php?model=185782&locale=en_GB
| DC1-122D3FN-A6SOE1 | Y7-199400 | 199400 | Hız Kontrol Cihazı-Filtreli 0,37kW 2,3A Monofaze 230V (FS1) | Drive | 659 | 1 | https://datasheet.eaton.com/datasheet.php?model=199400&locale=en_GB
| DC1-34039FB-A6SOE1 | Y7-199448 | 199448 | Hız Kontrol Cihazı-Filtreli 18,5kW 39A Trifaze 400V (FS4) | Drive | 3475 | 1 | https://datasheet.eaton.com/datasheet.php?model=199448&locale=en_GB
| DC1-124D3FN-A66CE1 | Y7-185807 | 185807 | Hız Kontrol Cihazı-Filtreli, IP66, 0,75kW 4,3A Monofaze 230V (FS1) | Drive | 531 | 1 | https://datasheet.eaton.com/datasheet.php?model=185807&locale=en_GB
| DC1-S2011FB-A20CE1 | Y7-186094 | 186094 | Hız Kontrol Cihazı-Filtreli 1,1kW 10,5A Monofaze 230V (FS1) | Drive | 686 | 1 | https://datasheet.eaton.com/datasheet.php?model=186094&locale=en_GB
| DC1-1D5D8NB-A20CE1 | Y7-185771 | 185771 |  | Drive | 678 | 1 | https://datasheet.eaton.com/datasheet.php?model=185771&locale=en_GB
| DXC-EXT-2RO1AO | Y7-169030 | 169030 | I/O Kartı - 2RO,1AO (DC1 için) | Drive | 105.7 | 1 | https://datasheet.eaton.com/datasheet.php?model=169030&locale=en_GB
| DXC-EXT-2RO | Y7-169031 | 169031 | I/O Kartı - 2RO (DC1 için) | Drive | 115.9 | 1 | https://datasheet.eaton.com/datasheet.php?model=169031&locale=en_GB
| DXC-EXT-IO110 | Y7-169032 | 169032 | I/O Kartı - 110V Giriş (DC1 için) | Drive | 125.9 | 1 | https://datasheet.eaton.com/datasheet.php?model=169032&locale=en_GB
| DXC-EXT-IO230 | Y7-169033 | 169033 | I/O Kartı - 230V Giriş (DC1 için) | Drive | 125.9 | 1 | https://datasheet.eaton.com/datasheet.php?model=169033&locale=en_GB
| DX-NET-SWD3 | Y7-169131 | 169131 | Haberleşme Kartı - SmartWire-DT (DE1, DC1 için) | Drive | 180.5 | 1 | https://datasheet.eaton.com/datasheet.php?model=169131&locale=en_GB
| DM1-341D5EB-N20B-EM | 3-5025-005A | 3-5025-005A | Hız Kontrol Cihazı (Filtreli, Ekransız) 0,75kW 2,2A Trifaze 400V (FS1) | Drive | 564 | 1 | https://datasheet.eaton.com/datasheet.php?model=3-5025-005A&locale=en_GB
| DM1-342D2EB-N20B-EM | 3-5025-006A | 3-5025-006A | Hız Kontrol Cihazı (Filtreli, Ekransız) 1,5kW 4,3A Trifaze 400V (FS1) | Drive | 593 | 1 | https://datasheet.eaton.com/datasheet.php?model=3-5025-006A&locale=en_GB
| DM1-344D3EB-N20B-EM | 3-5025-007A | 3-5025-007A | Hız Kontrol Cihazı (Filtreli, Ekransız) 2,2kW 5,6A Trifaze 400V (FS1) | Drive | 623 | 1 | https://datasheet.eaton.com/datasheet.php?model=3-5025-007A&locale=en_GB
| DM1-345D6EB-N20B-EM | 3-5025-008A | 3-5025-008A | Hız Kontrol Cihazı (Filtreli, Ekransız) 3kW 7,6A Trifaze 400V (FS1) | Drive | 687 | 1 | https://datasheet.eaton.com/datasheet.php?model=3-5025-008A&locale=en_GB
| DM1-347D6EB-N20B-EM | 3-5027-004A | 3-5027-004A | Hız Kontrol Cihazı (Filtreli, Ekransız) 5,5kW 12A Trifaze 400V (FS2) | Drive | 906 | 1 | https://datasheet.eaton.com/datasheet.php?model=3-5027-004A&locale=en_GB
| DM1-34012EB-N20B-EM | 3-5027-005A | 3-5027-005A | Hız Kontrol Cihazı (Filtreli, Ekransız) 7,5kW 16A Trifaze 400V (FS2) | Drive | 996 | 1 | https://datasheet.eaton.com/datasheet.php?model=3-5027-005A&locale=en_GB
| DM1-34016EB-N20B-EM | 3-5027-006A | 3-5027-006A | Hız Kontrol Cihazı (Filtreli, Ekransız) 11kW 23A Trifaze 400V (FS2) | Drive | 1098 | 1 | https://datasheet.eaton.com/datasheet.php?model=3-5027-006A&locale=en_GB
| DM1-34023EB-N20B-EM | 3-5029-002A | 3-5029-002A | Hız Kontrol Cihazı (Filtreli, Ekransız) 15kW 31A Trifaze 400V (FS3) | Drive | 1181 | 1 | https://datasheet.eaton.com/datasheet.php?model=3-5029-002A&locale=en_GB
| DM1-34031EB-N20B-EM | 3-5031-003A | 3-5031-003A | Hız Kontrol Cihazı (Filtreli, Ekransız) 18,5kW 38A Trifaze 400V (FS4) | Drive | 1492 | 1 | https://datasheet.eaton.com/datasheet.php?model=3-5031-003A&locale=en_GB
| DM1-34038EB-N20B-EM | 3-5031-004A | 3-5031-004A | Hız Kontrol Cihazı (Filtreli, Ekransız) 22kW 46A Trifaze 400V (FS4) | Drive | 1642 | 1 | https://datasheet.eaton.com/datasheet.php?model=3-5031-004A&locale=en_GB
1
| DM1-341D5NB-N20B-EM | 3-5026-005A | 3-5026-005A | Hız Kontrol Cihazı (Filtresiz, Ekransız) 0,75kW 2,2A Trifaze 400V (FS1) | Drive | 536 | 1 | https://datasheet.eaton.com/datasheet.php?model=3-5026-005A&locale=en_GB
| DM1-342D2NB-N20B-EM | 3-5026-006A | 3-5026-006A | Hız Kontrol Cihazı (Filtresiz, Ekransız) 1,5kW 4,3A Trifaze 400V (FS1) | Drive | 563 | 1 | https://datasheet.eaton.com/datasheet.php?model=3-5026-006A&locale=en_GB
| DM1-344D3NB-N20B-EM | 3-5026-007A | 3-5026-007A | Hız Kontrol Cihazı (Filtresiz, Ekransız) 2,2kW 5,6A Trifaze 400V (FS1) | Drive | 591 | 1 | https://datasheet.eaton.com/datasheet.php?model=3-5026-007A&locale=en_GB
| DM1-345D6NB-N20B-EM | 3-5026-008A | 3-5026-008A | Hız Kontrol Cihazı (Filtresiz, Ekransız) 3kW 7,6A Trifaze 400V (FS1) | Drive | 651 | 1 | https://datasheet.eaton.com/datasheet.php?model=3-5026-008A&locale=en_GB
| DM1-347D6NB-N20B-EM | 3-5028-004A | 3-5028-004A | Hız Kontrol Cihazı (Filtresiz, Ekransız) 5,5kW 12A Trifaze 400V (FS2) | Drive | 800 | 1 | https://datasheet.eaton.com/datasheet.php?model=3-5028-004A&locale=en_GB
| DM1-34012NB-N20B-EM | 3-5028-005A | 3-5028-005A | Hız Kontrol Cihazı (Filtresiz, Ekransız) 7,5kW 16A Trifaze 400V (FS2) | Drive | 881 | 1 | https://datasheet.eaton.com/datasheet.php?model=3-5028-005A&locale=en_GB
| DM1-34016NB-N20B-EM | 3-5028-006A | 3-5028-006A | Hız Kontrol Cihazı (Filtresiz, Ekransız) 11kW 23A Trifaze 400V (FS2) | Drive | 970 | 1 | https://datasheet.eaton.com/datasheet.php?model=3-5028-006A&locale=en_GB
| DM1-34023NB-N20B-EM | 3-5030-002A | 3-5030-002A | Hız Kontrol Cihazı (Filtresiz, Ekransız) 15kW 31A Trifaze 400V (FS3) | Drive | 1068 | 1 | https://datasheet.eaton.com/datasheet.php?model=3-5030-002A&locale=en_GB
| DM1-34031NB-N20B-EM | 3-5032-003A | 3-5032-003A | Hız Kontrol Cihazı (Filtresiz, Ekransız) 18,5kW 38A Trifaze 400V (FS4) | Drive | 1308 | 1 | https://datasheet.eaton.com/datasheet.php?model=3-5032-003A&locale=en_GB
| DM1-34038NB-N20B-EM | 3-5032-004A | 3-5032-004A | Hız Kontrol Cihazı (Filtresiz, Ekransız) 22kW 46A Trifaze 400V (FS4) | Drive | 1439 | 1 | https://datasheet.eaton.com/datasheet.php?model=3-5032-004A&locale=en_GB
1
| DXG-CBL-PCCABLE | Y7-730-32037-00P | 730-32037-00P | PC Haberleşme Kablosu, USB-RJ45 | Drive | 117.9 | 1 | https://datasheet.eaton.com/datasheet.php?model=730-32037-00P&locale=en_GB
1
| DM1-341D5EB-S20S-EM | 3-5009-005A | 3-5009-005A | Hız Kontrol Cihazı (Filtreli, Ekranlı) 0,75kW 2,2A Trifaze 400V (FS1) | Drive | 621 | 1 | https://datasheet.eaton.com/datasheet.php?model=3-5009-005A&locale=en_GB
| DM1-342D2EB-S20S-EM | 3-5009-006A | 3-5009-006A | Hız Kontrol Cihazı (Filtreli, Ekranlı) 1,5kW 4,3A Trifaze 400V (FS1) | Drive | 636 | 1 | https://datasheet.eaton.com/datasheet.php?model=3-5009-006A&locale=en_GB
| DM1-344D3EB-S20S-EM | 3-5009-007A | 3-5009-007A | Hız Kontrol Cihazı (Filtreli, Ekranlı) 2,2kW 5,6A Trifaze 400V (FS1) | Drive | 652 | 1 | https://datasheet.eaton.com/datasheet.php?model=3-5009-007A&locale=en_GB
| DM1-345D6EB-S20S-EM | 3-5009-008A | 3-5009-008A | Hız Kontrol Cihazı (Filtreli, Ekranlı) 3kW 7,6A Trifaze 400V (FS1) | Drive | 669 | 1 | https://datasheet.eaton.com/datasheet.php?model=3-5009-008A&locale=en_GB
| DM1-347D6EB-S20S-EM | 3-5011-004A | 3-5011-004A | Hız Kontrol Cihazı (Filtreli, Ekranlı) 5,5kW 12A Trifaze 400V (FS2) | Drive | 923 | 1 | https://datasheet.eaton.com/datasheet.php?model=3-5011-004A&locale=en_GB
| DM1-34012EB-S20S-EM | 3-5011-005A | 3-5011-005A | Hız Kontrol Cihazı (Filtreli, Ekranlı) 7,5kW 16A Trifaze 400V (FS2) | Drive | 959 | 1 | https://datasheet.eaton.com/datasheet.php?model=3-5011-005A&locale=en_GB
| DM1-34016EB-S20S-EM | 3-5011-006A | 3-5011-006A | Hız Kontrol Cihazı (Filtreli, Ekranlı) 11kW 23A Trifaze 400V (FS2) | Drive | 997 | 1 | https://datasheet.eaton.com/datasheet.php?model=3-5011-006A&locale=en_GB
| DM1-34023EB-S20S-EM | 3-5013-002A | 3-5013-002A | Hız Kontrol Cihazı (Filtreli, Ekranlı) 15kW 31A Trifaze 400V (FS3) | Drive | 1159 | 1 | https://datasheet.eaton.com/datasheet.php?model=3-5013-002A&locale=en_GB
| DM1-34031EB-S20S-EM | 3-5015-003A | 3-5015-003A | Hız Kontrol Cihazı (Filtreli, Ekranlı) 18,5kW 38A Trifaze 400V (FS4) | Drive | 1466 | 1 | https://datasheet.eaton.com/datasheet.php?model=3-5015-003A&locale=en_GB
| DM1-34038EB-S20S-EM | 3-5015-004A | 3-5015-004A | Hız Kontrol Cihazı (Filtreli, Ekranlı) 22kW 46A Trifaze 400V (FS4) | Drive | 1541 | 1 | https://datasheet.eaton.com/datasheet.php?model=3-5015-004A&locale=en_GB
1
| DM1-341D5NB-S20S-EM | 3-5010-005A | 3-5010-005A | Hız Kontrol Cihazı (Filtresiz, Ekranlı) 0,75kW 2,2A Trifaze 400V (FS1) | Drive | 601 | 1 | https://datasheet.eaton.com/datasheet.php?model=3-5010-005A&locale=en_GB
| DM1-342D2NB-S20S-EM | 3-5010-006A | 3-5010-006A | Hız Kontrol Cihazı (Filtresiz, Ekranlı) 1,5kW 4,3A Trifaze 400V (FS1) | Drive | 633 | 1 | https://datasheet.eaton.com/datasheet.php?model=3-5010-006A&locale=en_GB
| DM1-344D3NB-S20S-EM | 3-5010-007A | 3-5010-007A | Hız Kontrol Cihazı (Filtresiz, Ekranlı) 2,2kW 5,6A Trifaze 400V (FS1) | Drive | 666 | 1 | https://datasheet.eaton.com/datasheet.php?model=3-5010-007A&locale=en_GB
| DM1-345D6NB-S20S-EM | 3-5010-008A | 3-5010-008A | Hız Kontrol Cihazı (Filtresiz, Ekranlı) 3kW 7,6A Trifaze 400V (FS1) | Drive | 730 | 1 | https://datasheet.eaton.com/datasheet.php?model=3-5010-008A&locale=en_GB
| DM1-347D6NB-S20S-EM | 3-5012-004A | 3-5012-004A | Hız Kontrol Cihazı (Filtresiz, Ekranlı) 5,5kW 12A Trifaze 400V (FS2) | Drive | 865 | 1 | https://datasheet.eaton.com/datasheet.php?model=3-5012-004A&locale=en_GB
| DM1-34012NB-S20S-EM | 3-5012-005A | 3-5012-005A | Hız Kontrol Cihazı (Filtresiz, Ekranlı) 7,5kW 16A Trifaze 400V (FS2) | Drive | 950 | 1 | https://datasheet.eaton.com/datasheet.php?model=3-5012-005A&locale=en_GB
| DM1-34016NB-S20S-EM | 3-5012-006A | 3-5012-006A | Hız Kontrol Cihazı (Filtresiz, Ekranlı) 11kW 23A Trifaze 400V (FS2) | Drive | 1045 | 1 | https://datasheet.eaton.com/datasheet.php?model=3-5012-006A&locale=en_GB
| DM1-34023NB-S20S-EM | 3-5014-002A | 3-5014-002A | Hız Kontrol Cihazı (Filtresiz, Ekranlı) 15kW 31A Trifaze 400V (FS3) | Drive | 1130 | 1 | https://datasheet.eaton.com/datasheet.php?model=3-5014-002A&locale=en_GB
| DM1-34031NB-S20S-EM | 3-5016-003A | 3-5016-003A | Hız Kontrol Cihazı (Filtresiz, Ekranlı) 18,5kW 38A Trifaze 400V (FS4) | Drive | 1376 | 1 | https://datasheet.eaton.com/datasheet.php?model=3-5016-003A&locale=en_GB
| DM1-34038NB-S20S-EM | 3-5016-004A | 3-5016-004A | Hız Kontrol Cihazı (Filtresiz, Ekranlı) 22kW 46A Trifaze 400V (FS4) | Drive | 1512 | 1 | https://datasheet.eaton.com/datasheet.php?model=3-5016-004A&locale=en_GB
1
| DM1-121D6EB-S20S-EM | 3-5045-004A | 3-5045-004A | Hız Kontrol Cihazı (Filtreli, Ekranlı) 0,55kW 3A Monofaze 230V (FS1) | Drive | 626 | 1 | https://datasheet.eaton.com/datasheet.php?model=3-5045-004A&locale=en_GB
| DM1-123D0EB-S20S-EM | 3-5045-005A | 3-5045-005A | Hız Kontrol Cihazı (Filtreli, Ekranlı) 1,1kW 4,8A Monofaze 230V (FS1) | Drive | 657 | 1 | https://datasheet.eaton.com/datasheet.php?model=3-5045-005A&locale=en_GB
| DM1-124D8EB-S20S-EM | 3-5045-006A | 3-5045-006A | Hız Kontrol Cihazı (Filtreli, Ekranlı) 1,5kW 7,8A Monofaze 230V (FS1) | Drive | 689 | 1 | https://datasheet.eaton.com/datasheet.php?model=3-5045-006A&locale=en_GB
| DM1-127D8EB-S20S-EM | 3-5047-003A | 3-5047-003A | Hız Kontrol Cihazı (Filtreli, Ekranlı) 2,2kW 11A Monofaze 230V (FS2) | Drive | 879 | 1 | https://datasheet.eaton.com/datasheet.php?model=3-5047-003A&locale=en_GB
| DM1-12011EB-S20S-EM | 3-5047-004A | 3-5047-004A | Hız Kontrol Cihazı (Filtreli, Ekranlı) 4kW 17,5A Monofaze 230V (FS2) | Drive | 922 | 1 | https://datasheet.eaton.com/datasheet.php?model=3-5047-004A&locale=en_GB
| DM1-12017EB-S20S-EM | 3-5049-002A | 3-5049-002A | Hız Kontrol Cihazı (Filtreli, Ekranlı) 5,5kW 25A Monofaze 230V (FS3) | Drive | 1039 | 1 | https://datasheet.eaton.com/datasheet.php?model=3-5049-002A&locale=en_GB
1
| DM1-121D6NB-S20S-EM | 3-5046-004A | 3-5046-004A | Hız Kontrol Cihazı (Filtresiz, Ekranlı) 0,55kW 3A Monofaze 230V (FS1) | Drive | 607 | 1 | https://datasheet.eaton.com/datasheet.php?model=3-5046-004A&locale=en_GB
| DM1-123D0NB-S20S-EM | 3-5046-005A | 3-5046-005A | Hız Kontrol Cihazı (Filtresiz, Ekranlı) 1,1kW 4,8A Monofaze 230V (FS1) | Drive | 638 | 1 | https://datasheet.eaton.com/datasheet.php?model=3-5046-005A&locale=en_GB
| DM1-124D8NB-S20S-EM | 3-5046-006A | 3-5046-006A | Hız Kontrol Cihazı (Filtresiz, Ekranlı) 1,5kW 7,8A Monofaze 230V (FS1) | Drive | 671 | 1 | https://datasheet.eaton.com/datasheet.php?model=3-5046-006A&locale=en_GB
| DM1-127D8NB-S20S-EM | 3-5048-003A | 3-5048-003A | Hız Kontrol Cihazı (Filtresiz, Ekranlı) 2,2kW 11A Monofaze 230V (FS2) | Drive | 814 | 1 | https://datasheet.eaton.com/datasheet.php?model=3-5048-003A&locale=en_GB
| DM1-12011NB-S20S-EM | 3-5048-004A | 3-5048-004A | Hız Kontrol Cihazı (Filtresiz, Ekranlı) 4kW 17,5A Monofaze 230V (FS2) | Drive | 854 | 1 | https://datasheet.eaton.com/datasheet.php?model=3-5048-004A&locale=en_GB
| DM1-12017NB-S20S-EM | 3-5050-002A | 3-5050-002A | Hız Kontrol Cihazı (Filtresiz, Ekranlı) 5,5kW 25A Monofaze 230V (FS3) | Drive | 962 | 1 | https://datasheet.eaton.com/datasheet.php?model=3-5050-002A&locale=en_GB
1
| DM1-321D6EB-N20B-EM | 3-5017-005A | 3-5017-005A | Hız Kontrol Cihazı (Filtreli, Ekransız) 0,55kW 3A Trifaze 230V (FS1) | Drive | 549 | 1 | https://datasheet.eaton.com/datasheet.php?model=3-5017-005A&locale=en_GB
| DM1-323D0EB-N20B-EM | 3-5017-006A | 3-5017-006A | Hız Kontrol Cihazı (Filtreli, Ekransız) 1,1kW 4,8A Trifaze 230V (FS1) | Drive | 577 | 1 | https://datasheet.eaton.com/datasheet.php?model=3-5017-006A&locale=en_GB
| DM1-324D8EB-N20B-EM | 3-5017-007A | 3-5017-007A | Hız Kontrol Cihazı (Filtreli, Ekransız) 1,5kW 7,8A Trifaze 230V (FS1) | Drive | 606 | 1 | https://datasheet.eaton.com/datasheet.php?model=3-5017-007A&locale=en_GB
| DM1-327D8EB-N20B-EM | 3-5017-008A | 3-5017-008A | Hız Kontrol Cihazı (Filtreli, Ekransız) 2,2kW 11A Trifaze 230V (FS1) | Drive | 666 | 1 | https://datasheet.eaton.com/datasheet.php?model=3-5017-008A&locale=en_GB
| DM1-32011EB-N20B-EM | 3-5019-003A | 3-5019-003A | Hız Kontrol Cihazı (Filtreli, Ekransız) 4kW 17,5A Trifaze 230V (FS2) | Drive | 830 | 1 | https://datasheet.eaton.com/datasheet.php?model=3-5019-003A&locale=en_GB
| DM1-32017EB-N20B-EM | 3-5019-004A | 3-5019-004A | Hız Kontrol Cihazı (Filtreli, Ekransız) 5,5kW 25A Trifaze 230V (FS2) | Drive | 913 | 1 | https://datasheet.eaton.com/datasheet.php?model=3-5019-004A&locale=en_GB
| DM1-32025EB-N20B-EM | 3-5021-002A | 3-5021-002A | Hız Kontrol Cihazı (Filtreli, Ekransız) 7,5kW 32A Trifaze 230V (FS3) | Drive | 1107 | 1 | https://datasheet.eaton.com/datasheet.php?model=3-5021-002A&locale=en_GB
| DM1-32032EB-N20B-EM | 3-5023-003A | 3-5023-003A | Hız Kontrol Cihazı (Filtreli, Ekransız) 11kW 48A Trifaze 230V (FS4) | Drive | 1426 | 1 | https://datasheet.eaton.com/datasheet.php?model=3-5023-003A&locale=en_GB
| DM1-32048EB-N20B-EM | 3-5023-004A | 3-5023-004A | Hız Kontrol Cihazı (Filtreli, Ekransız) 15kW 61A Trifaze 230V (FS4) | Drive | 1568 | 1 | https://datasheet.eaton.com/datasheet.php?model=3-5023-004A&locale=en_GB
1
| DM1-321D6NB-N20B-EM | 3-5018-005A | 3-5018-005A | Hız Kontrol Cihazı (Filtresiz, Ekransız) 0,55kW 3A Trifaze 230V (FS1) | Drive | 519 | 1 | https://datasheet.eaton.com/datasheet.php?model=3-5018-005A&locale=en_GB
| DM1-323D0NB-N20B-EM | 3-5018-006A | 3-5018-006A | Hız Kontrol Cihazı (Filtresiz, Ekransız) 1,1kW 4,8A Trifaze 230V (FS1) | Drive | 545 | 1 | https://datasheet.eaton.com/datasheet.php?model=3-5018-006A&locale=en_GB
| DM1-324D8NB-N20B-EM | 3-5018-007A | 3-5018-007A | Hız Kontrol Cihazı (Filtresiz, Ekransız) 1,5kW 7,8A Trifaze 230V (FS1) | Drive | 572 | 1 | https://datasheet.eaton.com/datasheet.php?model=3-5018-007A&locale=en_GB
| DM1-327D8NB-N20B-EM | 3-5018-008A | 3-5018-008A | Hız Kontrol Cihazı (Filtresiz, Ekransız) 2,2kW 11A Trifaze 230V (FS1) | Drive | 630 | 1 | https://datasheet.eaton.com/datasheet.php?model=3-5018-008A&locale=en_GB
| DM1-32011NB-N20B-EM | 3-5020-003A | 3-5020-003A | Hız Kontrol Cihazı (Filtresiz, Ekransız) 4kW 17,5A Trifaze 230V (FS2) | Drive | 727 | 1 | https://datasheet.eaton.com/datasheet.php?model=3-5020-003A&locale=en_GB
| DM1-32017NB-N20B-EM | 3-5020-004A | 3-5020-004A | Hız Kontrol Cihazı (Filtresiz, Ekransız) 5,5kW 25A Trifaze 230V (FS2) | Drive | 799 | 1 | https://datasheet.eaton.com/datasheet.php?model=3-5020-004A&locale=en_GB
| DM1-32025NB-N20B-EM | 3-5022-002A | 3-5022-002A | Hız Kontrol Cihazı (Filtresiz, Ekransız) 7,5kW 32A Trifaze 230V (FS3) | Drive | 995 | 1 | https://datasheet.eaton.com/datasheet.php?model=3-5022-002A&locale=en_GB
| DM1-32032NB-N20B-EM | 3-5024-003A | 3-5024-003A | Hız Kontrol Cihazı (Filtresiz, Ekransız) 11kW 48A Trifaze 230V (FS4) | Drive | 1234 | 1 | https://datasheet.eaton.com/datasheet.php?model=3-5024-003A&locale=en_GB
| DM1-32048NB-N20B-EM | 3-5024-004A | 3-5024-004A | Hız Kontrol Cihazı (Filtresiz, Ekransız) 15kW 61A Trifaze 230V (FS4) | Drive | 1358 | 1 | https://datasheet.eaton.com/datasheet.php?model=3-5024-004A&locale=en_GB
1
| DM1-321D6EB-S20S-EM | 3-5001-005A | 3-5001-005A | Hız Kontrol Cihazı (Filtreli, Ekranlı) 0,55kW 3A Trifaze 230V (FS1) | Drive | 615 | 1 | https://datasheet.eaton.com/datasheet.php?model=3-5001-005A&locale=en_GB
| DM1-323D0EB-S20S-EM | 3-5001-006A | 3-5001-006A | Hız Kontrol Cihazı (Filtreli, Ekranlı) 1,1kW 4,8A Trifaze 230V (FS1) | Drive | 646 | 1 | https://datasheet.eaton.com/datasheet.php?model=3-5001-006A&locale=en_GB
| DM1-324D8EB-S20S-EM | 3-5001-007A | 3-5001-007A | Hız Kontrol Cihazı (Filtreli, Ekranlı) 1,5kW 7,8A Trifaze 230V (FS1) | Drive | 678 | 1 | https://datasheet.eaton.com/datasheet.php?model=3-5001-007A&locale=en_GB
| DM1-327D8EB-S20S-EM | 3-5001-008A | 3-5001-008A | Hız Kontrol Cihazı (Filtreli, Ekranlı) 2,2kW 11A Trifaze 230V (FS1) | Drive | 745 | 1 | https://datasheet.eaton.com/datasheet.php?model=3-5001-008A&locale=en_GB
| DM1-32011EB-S20S-EM | 3-5003-003A | 3-5003-003A | Hız Kontrol Cihazı (Filtreli, Ekranlı) 4kW 17,5A Trifaze 230V (FS2) | Drive | 890 | 1 | https://datasheet.eaton.com/datasheet.php?model=3-5003-003A&locale=en_GB
| DM1-32017EB-S20S-EM | 3-5003-004A | 3-5003-004A | Hız Kontrol Cihazı (Filtreli, Ekranlı) 5,5kW 25A Trifaze 230V (FS2) | Drive | 982 | 1 | https://datasheet.eaton.com/datasheet.php?model=3-5003-004A&locale=en_GB
| DM1-32025EB-S20S-EM | 3-5005-002A | 3-5005-002A | Hız Kontrol Cihazı (Filtreli, Ekranlı) 7,5kW 32A Trifaze 230V (FS3) | Drive | 1171 | 1 | https://datasheet.eaton.com/datasheet.php?model=3-5005-002A&locale=en_GB
| DM1-32032EB-S20S-EM | 3-5007-003A | 3-5007-003A | Hız Kontrol Cihazı (Filtreli, Ekranlı) 11kW 48A Trifaze 230V (FS4) | Drive | 1517 | 1 | https://datasheet.eaton.com/datasheet.php?model=3-5007-003A&locale=en_GB
| DM1-32048EB-S20S-EM | 3-5007-004A | 3-5007-004A | Hız Kontrol Cihazı (Filtreli, Ekranlı) 15kW 61A Trifaze 230V (FS4) | Drive | 1671 | 1 | https://datasheet.eaton.com/datasheet.php?model=3-5007-004A&locale=en_GB
1
| DM1-321D6NB-S20S-EM | 3-5002-005A | 3-5002-005A | Hız Kontrol Cihazı (Filtresiz, Ekranlı) 0,55kW 3A Trifaze 230V (FS1) | Drive | 585 | 1 | https://datasheet.eaton.com/datasheet.php?model=3-5002-005A&locale=en_GB
| DM1-323D0NB-S20S-EM | 3-5002-006A | 3-5002-006A | Hız Kontrol Cihazı (Filtresiz, Ekranlı) 1,1kW 4,8A Trifaze 230V (FS1) | Drive | 614 | 1 | https://datasheet.eaton.com/datasheet.php?model=3-5002-006A&locale=en_GB
| DM1-324D8NB-S20S-EM | 3-5002-007A | 3-5002-007A | Hız Kontrol Cihazı (Filtresiz, Ekranlı) 1,5kW 7,8A Trifaze 230V (FS1) | Drive | 644 | 1 | https://datasheet.eaton.com/datasheet.php?model=3-5002-007A&locale=en_GB
| DM1-327D8NB-S20S-EM | 3-5002-008A | 3-5002-008A | Hız Kontrol Cihazı (Filtresiz, Ekranlı) 2,2kW 11A Trifaze 230V (FS1) | Drive | 709 | 1 | https://datasheet.eaton.com/datasheet.php?model=3-5002-008A&locale=en_GB
| DM1-32011NB-S20S-EM | 3-5004-003A | 3-5004-003A | Hız Kontrol Cihazı (Filtresiz, Ekranlı) 4kW 17,5A Trifaze 230V (FS2) | Drive | 789 | 1 | https://datasheet.eaton.com/datasheet.php?model=3-5004-003A&locale=en_GB
| DM1-32017NB-S20S-EM | 3-5004-004A | 3-5004-004A | Hız Kontrol Cihazı (Filtresiz, Ekranlı) 5,5kW 25A Trifaze 230V (FS2) | Drive | 867 | 1 | https://datasheet.eaton.com/datasheet.php?model=3-5004-004A&locale=en_GB
| DM1-32025NB-S20S-EM | 3-5006-002A | 3-5006-002A | Hız Kontrol Cihazı (Filtresiz, Ekranlı) 7,5kW 32A Trifaze 230V (FS3) | Drive | 1058 | 1 | https://datasheet.eaton.com/datasheet.php?model=3-5006-002A&locale=en_GB
| DM1-32032NB-S20S-EM | 3-5008-003A | 3-5008-003A | Hız Kontrol Cihazı (Filtresiz, Ekranlı) 11kW 48A Trifaze 230V (FS4) | Drive | 1328 | 1 | https://datasheet.eaton.com/datasheet.php?model=3-5008-003A&locale=en_GB
| DM1-32048NB-S20S-EM | 3-5008-004A | 3-5008-004A | Hız Kontrol Cihazı (Filtresiz, Ekranlı) 15kW 61A Trifaze 230V (FS4) | Drive | 1461 | 1 | https://datasheet.eaton.com/datasheet.php?model=3-5008-004A&locale=en_GB
1
| DM1-111D6EB-S20S-EM | 3-5041-003A | 3-5041-003A | Hız Kontrol Cihazı (Filtreli, Ekranlı) 0,55kW 3A Monofaze 115V (FS1) | Drive | 564 | 1 | https://datasheet.eaton.com/datasheet.php?model=3-5041-003A&locale=en_GB
| DM1-113D0EB-S20S-EM | 3-5041-004A | 3-5041-004A | Hız Kontrol Cihazı (Filtreli, Ekranlı) 1,1kW 4,8A Monofaze 115V (FS1) | Drive | 620 | 1 | https://datasheet.eaton.com/datasheet.php?model=3-5041-004A&locale=en_GB
| DM1-114D8EB-S20S-EM | 3-5043-003A | 3-5043-003A | Hız Kontrol Cihazı (Filtreli, Ekranlı) 1,5kW 6,9A Monofaze 115V (FS2) | Drive | 848 | 1 | https://datasheet.eaton.com/datasheet.php?model=3-5043-003A&locale=en_GB
| DM1-116D9EB-S20S-EM | 3-5043-004A | 3-5043-004A | Hız Kontrol Cihazı (Filtreli, Ekranlı) 1,5kW 7,8A Monofaze 115V (FS2) | Drive | 933 | 1 | https://datasheet.eaton.com/datasheet.php?model=3-5043-004A&locale=en_GB
1
| DM1-111D6NB-S20S-EM | 3-5042-003A | 3-5042-003A | Hız Kontrol Cihazı (Filtresiz, Ekranlı) 0,55kW 3A Monofaze 115V (FS1) | Drive | 547 | 1 | https://datasheet.eaton.com/datasheet.php?model=3-5042-003A&locale=en_GB
| DM1-113D0NB-S20S-EM | 3-5042-004A | 3-5042-004A | Hız Kontrol Cihazı (Filtresiz, Ekranlı) 1,1kW 4,8A Monofaze 115V (FS1) | Drive | 601 | 1 | https://datasheet.eaton.com/datasheet.php?model=3-5042-004A&locale=en_GB
| DM1-114D8NB-S20S-EM | 3-5044-003A | 3-5044-003A | Hız Kontrol Cihazı (Filtresiz, Ekranlı) 1,5kW 6,9A Monofaze 115V (FS2) | Drive | 788 | 1 | https://datasheet.eaton.com/datasheet.php?model=3-5044-003A&locale=en_GB
| DM1-116D9NB-S20S-EM | 3-5044-004A | 3-5044-004A | Hız Kontrol Cihazı (Filtresiz, Ekranlı) 1,5kW 7,8A Monofaze 115V (FS2) | Drive | 867 | 1 | https://datasheet.eaton.com/datasheet.php?model=3-5044-004A&locale=en_GB
| DXM-NET-PROFIBUS | 3-5039-001A | 3-5039-001A | Haberleşme Arayüzü - Profibus DP (DM1 için) | Drive | 264.2 | 1 | https://datasheet.eaton.com/datasheet.php?model=3-5039-001A&locale=en_GB
| DXM-NET-CANOPEN | 3-5040-001A | 3-5040-001A | Haberleşme Arayüzü - CANopen (DM1 için) | Drive | 135.4 | 1 | https://datasheet.eaton.com/datasheet.php?model=3-5040-001A&locale=en_GB
| DXM-NET-PROFINET | Y7-400004 | 400004 | Haberleşme Arayüzü - Profinet (DM1 için) | Drive | 337.9 | 1 | https://datasheet.eaton.com/datasheet.php?model=400004&locale=en_GB
| DXG-KEY-HOLDER | Y7-730-32032-00P | 730-32032-00P | Taşınabilir Keypad için Pano Kapağına Montaj Aparatı (DG1, DM1 için) | Drive | 27.14 | 1 | https://datasheet.eaton.com/datasheet.php?model=730-32032-00P&locale=en_GB
| DXG-KEY-LCD | Y7-730-32047-00P | 730-32047-00P | Taşınabilir Keypad (DG1, DM1 için) | Drive | 108.4 | 1 | https://datasheet.eaton.com/datasheet.php?model=730-32047-00P&locale=en_GB
| DXG-CBL-1M0 | Y7-730-32034-00P | 730-32034-00P | Taşınabilir Keypad Kablosu - 1m (DG1, DM1 için) | Drive | 11.7 | 1 | https://datasheet.eaton.com/datasheet.php?model=730-32034-00P&locale=en_GB
| DXG-CBL-PCCABLE | Y7-730-32037-00P | 730-32037-00P | PC Haberleşme Kablosu, USB-RJ45 | Drive | 117.9 | 1 | https://datasheet.eaton.com/datasheet.php?model=730-32037-00P&locale=en_GB
1
| DXM-ACC-FR1N1KIT | 3-5033-001A | 3-5033-001A |  | Drive | 86 | 1 | https://datasheet.eaton.com/datasheet.php?model=3-5033-001A&locale=en_GB
| DXM-ACC-FR2N1KIT | 3-5034-001A | 3-5034-001A |  | Drive | 101 | 1 | https://datasheet.eaton.com/datasheet.php?model=3-5034-001A&locale=en_GB
| DXM-ACC-FR3N1KIT | 3-5035-001A | 3-5035-001A |  | Drive | 125.8 | 1 | https://datasheet.eaton.com/datasheet.php?model=3-5035-001A&locale=en_GB
| DXM-ACC-FR4N1KIT | 3-5036-001A | 3-5036-001A |  | Drive | 148.9 | 1 | https://datasheet.eaton.com/datasheet.php?model=3-5036-001A&locale=en_GB
| DA1-124D3FB-A20C | Y7-169078 | 169078 | Hız Kontrol Cihazı-Filtreli, Şok bobinli 0,75kW 4,3A Monofaze 230V (FS2) | Drive | 767 | 1 | https://datasheet.eaton.com/datasheet.php?model=169078&locale=en_GB
| DA1-127D0FB-A20C | Y7-169081 | 169081 | Hız Kontrol Cihazı-Filtreli, Şok bobinli 1,5kW 7A Monofaze 230V (FS2) | Drive | 867 | 1 | https://datasheet.eaton.com/datasheet.php?model=169081&locale=en_GB
| DA1-12011FB-A20C | Y7-169084 | 169084 | Hız Kontrol Cihazı-Filtreli, Şok bobinli 2,2kW 10,5A Monofaze 230V (FS2) | Drive | 938 | 1 | https://datasheet.eaton.com/datasheet.php?model=169084&locale=en_GB
| DA1-342D2FB-A20C | Y7-169117 | 169117 | Hız Kontrol Cihazı-Filtreli, Şok bobinli 0,75kW 2,2A Trifaze 400V (FS2) | Drive | 941 | 1 | https://datasheet.eaton.com/datasheet.php?model=169117&locale=en_GB
| DA1-344D1FB-A20C | Y7-169120 | 169120 | Hız Kontrol Cihazı-Filtreli, Şok bobinli 1,5kW 4,1A Trifaze 400V (FS2) | Drive | 1054 | 1 | https://datasheet.eaton.com/datasheet.php?model=169120&locale=en_GB
| DA1-345D8FB-A20C | Y7-169051 | 169051 | Hız Kontrol Cihazı-Filtreli, Şok bobinli 2,2kW 5,8A Trifaze 400V (FS2) | Drive | 1078 | 1 | https://datasheet.eaton.com/datasheet.php?model=169051&locale=en_GB
| DA1-349D5FB-A20C | Y7-169054 | 169054 | Hız Kontrol Cihazı-Filtreli, Şok bobinli 4kW 9,5A Trifaze 400V (FS2) | Drive | 1299 | 1 | https://datasheet.eaton.com/datasheet.php?model=169054&locale=en_GB
| DA1-34014FB-A20C | Y7-169057 | 169057 | Hız Kontrol Cihazı-Filtreli, Şok bobinli 5,5kW 14A Trifaze 400V (FS3) | Drive | 1613 | 1 | https://datasheet.eaton.com/datasheet.php?model=169057&locale=en_GB
| DA1-34018FB-A20C | Y7-169060 | 169060 | Hız Kontrol Cihazı-Filtreli, Şok bobinli 7,5kW 18A Trifaze 400V (FS3) | Drive | 1781 | 1 | https://datasheet.eaton.com/datasheet.php?model=169060&locale=en_GB
| DA1-34024FB-A20C | Y7-169063 | 169063 | Hız Kontrol Cihazı-Filtreli, Şok bobinli 11kW 24A Trifaze 400V (FS3) | Drive | 2070 | 1 | https://datasheet.eaton.com/datasheet.php?model=169063&locale=en_GB
| DA1-34024FB-B55C | Y7-169390 | 169390 | Hız Kontrol Cihazı-Filtreli, OLED, Şok bobinli 11kW 24A Trifaze 400V (FS4) | Drive | 2748 | 1 | https://datasheet.eaton.com/datasheet.php?model=169390&locale=en_GB
| DA1-34030FB-B55C | Y7-169391 | 169391 | Hız Kontrol Cihazı-Filtreli, OLED, Şok bobinli 15kW 30A Trifaze 400V (FS4) | Drive | 3174 | 1 | https://datasheet.eaton.com/datasheet.php?model=169391&locale=en_GB
| DA1-34039FB-B55C | Y7-169392 | 169392 | Hız Kontrol Cihazı-Filtreli, OLED, Şok bobinli 18,5kW 39A Trifaze 400V (FS4) | Drive | 3603 | 1 | https://datasheet.eaton.com/datasheet.php?model=169392&locale=en_GB
| DA1-34046FB-B55C | Y7-169393 | 169393 | Hız Kontrol Cihazı-Filtreli, OLED, Şok bobinli 22kW 46A Trifaze 400V (FS4) | Drive | 4190 | 1 | https://datasheet.eaton.com/datasheet.php?model=169393&locale=en_GB
| DA1-34061FB-B55C | Y7-169394 | 169394 | Hız Kontrol Cihazı-Filtreli, OLED, Şok bobinli 30kW 61A Trifaze 400V (FS5) | Drive | 4604 | 1 | https://datasheet.eaton.com/datasheet.php?model=169394&locale=en_GB
| DA1-34072FB-B55C | Y7-169395 | 169395 | Hız Kontrol Cihazı-Filtreli, OLED, Şok bobinli 37kW 72A Trifaze 400V (FS5) | Drive | 5514 | 1 | https://datasheet.eaton.com/datasheet.php?model=169395&locale=en_GB
| DA1-34090FB-B55C | Y7-169397 | 169397 | Hız Kontrol Cihazı-Filtreli, OLED, Şok bobinli 45kW 90A Trifaze 400V (FS6) | Drive | 6977 | 1 | https://datasheet.eaton.com/datasheet.php?model=169397&locale=en_GB
| DA1-34110FB-B55C | Y7-169399 | 169399 | Hız Kontrol Cihazı-Filtreli, OLED, Şok bobinli 55kW 110A Trifaze 400V (FS6) | Drive | 8008 | 1 | https://datasheet.eaton.com/datasheet.php?model=169399&locale=en_GB
| DA1-34150FB-B55C | Y7-169401 | 169401 | Hız Kontrol Cihazı-Filtreli, OLED, Şok bobinli 75kW 150A Trifaze 400V (FS6) | Drive | 9713 | 1 | https://datasheet.eaton.com/datasheet.php?model=169401&locale=en_GB
| DA1-34180FB-B55C | Y7-169403 | 169403 | Hız Kontrol Cihazı-Filtreli, OLED, Şok bobinli 90kW 180A Trifaze 400V (FS6) | Drive | 12043 | 1 | https://datasheet.eaton.com/datasheet.php?model=169403&locale=en_GB
| DA1-34202FB-B55C | Y7-169405 | 169405 | Hız Kontrol Cihazı-Filtreli, OLED, Şok bobinli 110kW 202A Trifaze 400V (FS7) | Drive | 13943 | 1 | https://datasheet.eaton.com/datasheet.php?model=169405&locale=en_GB
| DA1-34240FB-B55C | Y7-169407 | 169407 | Hız Kontrol Cihazı-Filtreli, OLED, Şok bobinli 132kW 240A Trifaze 400V (FS7) | Drive | 17850 | 1 | https://datasheet.eaton.com/datasheet.php?model=169407&locale=en_GB
| DA1-34302FB-B55C | Y7-169217 | 169217 | Hız Kontrol Cihazı-Filtreli, OLED, Şok bobinli 160kW 302A Trifaze 400V (FS7) | Drive | 20212 | 1 | https://datasheet.eaton.com/datasheet.php?model=169217&locale=en_GB
| DA1-342D2FB-B66C | Y7-169378 | 169378 | Hız Kontrol Cihazı-Filtreli, Şok bobinli 0,75kW 2,2A Trifaze 400V (FS2) | Drive | 1286 | 1 | https://datasheet.eaton.com/datasheet.php?model=169378&locale=en_GB
| DA1-344D1FB-B66C | Y7-169380 | 169380 | Hız Kontrol Cihazı-Filtreli, Şok bobinli 1,5kW 4,1A Trifaze 400V (FS2) | Drive | 1400 | 1 | https://datasheet.eaton.com/datasheet.php?model=169380&locale=en_GB
| DA1-345D8FB-B66C | Y7-169382 | 169382 | Hız Kontrol Cihazı-Filtreli, Şok bobinli 2,2kW 5,8A Trifaze 400V (FS2) | Drive | 1515 | 1 | https://datasheet.eaton.com/datasheet.php?model=169382&locale=en_GB
| DA1-349D5FB-B66C | Y7-169384 | 169384 | Hız Kontrol Cihazı-Filtreli, Şok bobinli 4kW 9,5A Trifaze 400V (FS2) | Drive | 1622 | 1 | https://datasheet.eaton.com/datasheet.php?model=169384&locale=en_GB
| DA1-34014FB-B66C | Y7-169386 | 169386 | Hız Kontrol Cihazı-Filtreli, Şok bobinli 5,5kW 14A Trifaze 400V (FS3) | Drive | 2554 | 1 | https://datasheet.eaton.com/datasheet.php?model=169386&locale=en_GB
| DA1-34018FB-B66C | Y7-169388 | 169388 | Hız Kontrol Cihazı-Filtreli, Şok bobinli 7,5kW 18A Trifaze 400V (FS3) | Drive | 2801 | 1 | https://datasheet.eaton.com/datasheet.php?model=169388&locale=en_GB
| DA1-124D3FB-B66C | Y7-169347 | 169347 | Hız Kontrol Cihazı-Filtreli, Şok bobinli 0,75kW 4,3A Monofaze 230V (FS2) | Drive | 1247 | 1 | https://datasheet.eaton.com/datasheet.php?model=169347&locale=en_GB
| DA1-127D0FB-B66C | Y7-169349 | 169349 | Hız Kontrol Cihazı-Filtreli, Şok bobinli 1,5kW 7A Monofaze 230V (FS2) | Drive | 1310 | 1 | https://datasheet.eaton.com/datasheet.php?model=169349&locale=en_GB
| DA1-12011FB-B66C | Y7-169351 | 169351 | Hız Kontrol Cihazı-Filtreli, Şok bobinli 2,2kW 10,5A Monofaze 230V (FS2) | Drive | 1372 | 1 | https://datasheet.eaton.com/datasheet.php?model=169351&locale=en_GB
| DA1-324D3FB-A20C | Y7-169087 | 169087 | Hız Kontrol Cihazı-Filtreli, Şok bobinli 0,75kW 4,3A Trifaze 230V (FS2) | Drive | 1054 | 1 | https://datasheet.eaton.com/datasheet.php?model=169087&locale=en_GB
| DA1-327D0FB-A20C | Y7-169090 | 169090 | Hız Kontrol Cihazı-Filtreli, Şok bobinli 1,5kW 7A Trifaze 230V (FS2) | Drive | 1092 | 1 | https://datasheet.eaton.com/datasheet.php?model=169090&locale=en_GB
| DA1-32011FB-A20C | Y7-169093 | 169093 | Hız Kontrol Cihazı-Filtreli, Şok bobinli 2,2kW 10,5A Trifaze 230V (FS2) | Drive | 1314 | 1 | https://datasheet.eaton.com/datasheet.php?model=169093&locale=en_GB
| DA1-32018FB-A20C | Y7-169096 | 169096 | Hız Kontrol Cihazı-Filtreli, Şok bobinli 4kW 18A Trifaze 230V (FS3) | Drive | 2087 | 1 | https://datasheet.eaton.com/datasheet.php?model=169096&locale=en_GB
| DA1-32024FB-A20C | Y7-169099 | 169099 | Hız Kontrol Cihazı-Filtreli, Şok bobinli 5,5kW 24A Trifaze 230V (FS3) | Drive | 2280 | 1 | https://datasheet.eaton.com/datasheet.php?model=169099&locale=en_GB
| DA1-324D3FB-B66C | Y7-169353 | 169353 | Hız Kontrol Cihazı-Filtreli, Şok bobinli 0,75kW 4,3A Trifaze 230V (FS2) | Drive | 1361 | 1 | https://datasheet.eaton.com/datasheet.php?model=169353&locale=en_GB
| DA1-327D0FB-B66C | Y7-169355 | 169355 | Hız Kontrol Cihazı-Filtreli, Şok bobinli 1,5kW 7A Trifaze 230V (FS2) | Drive | 1474 | 1 | https://datasheet.eaton.com/datasheet.php?model=169355&locale=en_GB
| DA1-32011FB-B66C | Y7-169357 | 169357 | Hız Kontrol Cihazı-Filtreli, Şok bobinli 2,2kW 10,5A Trifaze 230V (FS2) | Drive | 1622 | 1 | https://datasheet.eaton.com/datasheet.php?model=169357&locale=en_GB
| DA1-32018FB-B66C | Y7-169359 | 169359 | Hız Kontrol Cihazı-Filtreli, Şok bobinli 4kW 18A Trifaze 230V (FS3) | Drive | 2520 | 1 | https://datasheet.eaton.com/datasheet.php?model=169359&locale=en_GB
| DXA-EXT-ENCOD | Y7-169035 | 169035 | Enkoder Kartı | Drive | 137.6 | 1 | https://datasheet.eaton.com/datasheet.php?model=169035&locale=en_GB
| DXA-EXT-3DI1RO | Y7-169036 | 169036 | I/O Kartı - 3DI,1RO (DA1 için) | Drive | 113.6 | 1 | https://datasheet.eaton.com/datasheet.php?model=169036&locale=en_GB
| DXA-EXT-3RO | Y7-169121 | 169121 | I/O Kartı - 3RO (DA1 için) | Drive | 113.6 | 1 | https://datasheet.eaton.com/datasheet.php?model=169121&locale=en_GB
| DX-NET-SWD1 | Y7-169129 | 169129 | Haberleşme Arayüzü - SmartWire-DT (DA1 için) | Drive | 218.8 | 1 | https://datasheet.eaton.com/datasheet.php?model=169129&locale=en_GB
| DX-NET-ETHERNET-2 | Y7-169122 | 169122 | Haberleşme Arayüzü - Ethernet 2 port (DA1 için) | Drive | 487.8 | 1 | https://datasheet.eaton.com/datasheet.php?model=169122&locale=en_GB
| DX-NET-ETHERNET2-2 | Y7-184969 | 184969 | Haberleşme Arayüzü - Ethernet 2 port (DA1 için) | Drive | 277.8 | 1 | https://datasheet.eaton.com/datasheet.php?model=184969&locale=en_GB
| DX-NET-PROFINET2-2 | Y7-184947 | 184947 | Haberleşme Arayüzü - Profinet 2 port (DA1 için) | Drive | 487.8 | 1 | https://datasheet.eaton.com/datasheet.php?model=184947&locale=en_GB
| DX-NET-ETHERCAT-2 | Y7-169127 | 169127 |  | Drive | 632 | 1 | https://datasheet.eaton.com/datasheet.php?model=169127&locale=en_GB
| DX-NET-MODBUSTCP-2 | Y7-169126 | 169126 |  | Drive | 632 | 1 | https://datasheet.eaton.com/datasheet.php?model=169126&locale=en_GB
| DX-NET-PROFIBUS | Y7-169124 | 169124 | Haberleşme Arayüzü - Profibus DP (DA1 için) | Drive | 487.8 | 1 | https://datasheet.eaton.com/datasheet.php?model=169124&locale=en_GB
| DX-NET-PROFINET-2 | Y7-169125 | 169125 | Haberleşme Arayüzü - Profinet 2 port (DA1 için) | Drive | 487.8 | 1 | https://datasheet.eaton.com/datasheet.php?model=169125&locale=en_GB
| DX-NET-BACNETIP-2 | Y7-169128 | 169128 | Haberleşme Arayüzü - BACnet IP 2 port (DA1 için) | Drive | 487.8 | 1 | https://datasheet.eaton.com/datasheet.php?model=169128&locale=en_GB
| DX-KEY-LED2 | Y7-186946 | 186946 | Taşınabilir Keypad ve LED Ekran | Drive | 139.9 | 1 | https://datasheet.eaton.com/datasheet.php?model=186946&locale=en_GB
| DX-KEY-OLED | Y7-169133 | 169133 | Taşınabilir Keypad ve OLED Ekran | Drive | 394.4 | 1 | https://datasheet.eaton.com/datasheet.php?model=169133&locale=en_GB
| DX-COM-STICK3-KIT | Y7-197586 | 197586 | Bluetooth Parametre Modülü (versiyon 3) | Drive | 263.5 | 1 | https://datasheet.eaton.com/datasheet.php?model=186947&locale=en_GB
| DX-CBL-PC-3M0 | Y7-744-A3036-00P | 171018 | PC Haberleşme Kablosu, USB | Drive | 183.7 | 1 | https://datasheet.eaton.com/datasheet.php?model=171018&locale=en_GB
| DX-CBL-RJ45-0M5 | Y7-169137 | 169137 | Haberleşme Kablosu - RJ45, 0,5m | Drive | 8.38 | 1 | https://datasheet.eaton.com/datasheet.php?model=169137&locale=en_GB
| DX-CBL-RJ45-1M0 | Y7-169138 | 169138 | Haberleşme Kablosu - RJ45, 1m | Drive | 10.31 | 1 | https://datasheet.eaton.com/datasheet.php?model=169138&locale=en_GB
| DX-CBL-RJ45-3M0 | Y7-169139 | 169139 | Haberleşme Kablosu - RJ45, 3m | Drive | 12.66 | 1 | https://datasheet.eaton.com/datasheet.php?model=169139&locale=en_GB
| DX-SPL-RJ45-3SL | Y7-169141 | 169141 | Splitter RJ45 - 3 Soket | Drive | 30.21 | 1 | https://datasheet.eaton.com/datasheet.php?model=169141&locale=en_GB
| DX-SPL-RJ45-2SL1PL | Y7-169142 | 169142 | Splitter RJ45 - 2 Soket, 1 Fiş | Drive | 30.21 | 1 | https://datasheet.eaton.com/datasheet.php?model=169142&locale=en_GB
| DX-COM-SOFT | Y7-169136 | 169136 | DrivesConnect PLC Lisansı | Drive | 1514 | 1 | https://datasheet.eaton.com/datasheet.php?model=169136&locale=en_GB
| DX-LN1-006 | Y7-269490 | 269490 | Giriş Şok Bobini - Monofaze 5,8A | Drive | 58.9 | 1 | https://datasheet.eaton.com/datasheet.php?model=269490&locale=en_GB
| DX-LN1-009 | Y7-269495 | 269495 | Giriş Şok Bobini - Monofaze 8,6A | Drive | 79.3 | 1 | https://datasheet.eaton.com/datasheet.php?model=269495&locale=en_GB
| DX-LN1-013 | Y7-269496 | 269496 | Giriş Şok Bobini - Monofaze 13A | Drive | 84.2 | 1 | https://datasheet.eaton.com/datasheet.php?model=269496&locale=en_GB
| DX-LN1-018 | Y7-269497 | 269497 | Giriş Şok Bobini - Monofaze 18A | Drive | 88.4 | 1 | https://datasheet.eaton.com/datasheet.php?model=269497&locale=en_GB
| DX-LN1-024 | Y7-269498 | 269498 | Giriş Şok Bobini - Monofaze 24A | Drive | 88.1 | 1 | https://datasheet.eaton.com/datasheet.php?model=269498&locale=en_GB
| DX-LN1-032 | Y7-169791 | 169791 | Giriş Şok Bobini - Monofaze 32A | Drive | 192.4 | 1 | https://datasheet.eaton.com/datasheet.php?model=169791&locale=en_GB
| DX-LN3-004 | Y7-269500 | 269500 | Giriş Şok Bobini - Trifaze 3,9A | Drive | 112.5 | 1 | https://datasheet.eaton.com/datasheet.php?model=269500&locale=en_GB
| DX-LN3-006 | Y7-269501 | 269501 | Giriş Şok Bobini - Trifaze 6A | Drive | 127.7 | 1 | https://datasheet.eaton.com/datasheet.php?model=269501&locale=en_GB
| DX-LN3-010 | Y7-269502 | 269502 | Giriş Şok Bobini - Trifaze 10A | Drive | 147.1 | 1 | https://datasheet.eaton.com/datasheet.php?model=269502&locale=en_GB
| DX-LN3-016 | Y7-269503 | 269503 | Giriş Şok Bobini - Trifaze 16A | Drive | 182 | 1 | https://datasheet.eaton.com/datasheet.php?model=269503&locale=en_GB
| DX-LN3-025 | Y7-269504 | 269504 | Giriş Şok Bobini - Trifaze 25A | Drive | 240.4 | 1 | https://datasheet.eaton.com/datasheet.php?model=269504&locale=en_GB
| DX-LN3-040 | Y7-269505 | 269505 | Giriş Şok Bobini - Trifaze 40A | Drive | 242 | 1 | https://datasheet.eaton.com/datasheet.php?model=269505&locale=en_GB
| DX-LN3-050 | Y7-269506 | 269506 | Giriş Şok Bobini - Trifaze 50A | Drive | 328 | 1 | https://datasheet.eaton.com/datasheet.php?model=269506&locale=en_GB
| DX-LN3-060 | Y7-269507 | 269507 | Giriş Şok Bobini - Trifaze 60A | Drive | 364.2 | 1 | https://datasheet.eaton.com/datasheet.php?model=269507&locale=en_GB
| DX-LN3-080 | Y7-269508 | 269508 | Giriş Şok Bobini - Trifaze 80A | Drive | 383.7 | 1 | https://datasheet.eaton.com/datasheet.php?model=269508&locale=en_GB
| DX-LN3-100 | Y7-269509 | 269509 | Giriş Şok Bobini - Trifaze 100A | Drive | 453.6 | 1 | https://datasheet.eaton.com/datasheet.php?model=269509&locale=en_GB
| DX-LN3-120 | Y7-269510 | 269510 | Giriş Şok Bobini - Trifaze 120A | Drive | 502 | 1 | https://datasheet.eaton.com/datasheet.php?model=269510&locale=en_GB
| DX-LN3-160 | Y7-269511 | 269511 | Giriş Şok Bobini - Trifaze 160A | Drive | 655 | 1 | https://datasheet.eaton.com/datasheet.php?model=269511&locale=en_GB
| DX-LN3-200 | Y7-269512 | 269512 | Giriş Şok Bobini - Trifaze 200A | Drive | 789 | 1 | https://datasheet.eaton.com/datasheet.php?model=269512&locale=en_GB
| DX-LN3-250 | Y7-269513 | 269513 | Giriş Şok Bobini - Trifaze 250A | Drive | 942 | 1 | https://datasheet.eaton.com/datasheet.php?model=269513&locale=en_GB
| DX-LN3-300 | Y7-269514 | 269514 | Giriş Şok Bobini - Trifaze 300A | Drive | 975 | 1 | https://datasheet.eaton.com/datasheet.php?model=269514&locale=en_GB
| DX-LN3-303 | Y7-169143 | 169143 | Giriş Şok Bobini - Trifaze 303A | Drive | 1121 | 1 | https://datasheet.eaton.com/datasheet.php?model=169143&locale=en_GB
| DX-LN3-370 | Y7-169144 | 169144 | Giriş Şok Bobini - Trifaze 370A | Drive | 2063 | 1 | https://datasheet.eaton.com/datasheet.php?model=169144&locale=en_GB
| DX-LN3-450 | Y7-169145 | 169145 | Giriş Şok Bobini - Trifaze 450A | Drive | 2439 | 1 | https://datasheet.eaton.com/datasheet.php?model=169145&locale=en_GB
| DX-LM3-005 | Y7-269538 | 269538 | Çıkış Şok Bobini - Trifaze 5A | Drive | 208.7 | 1 | https://datasheet.eaton.com/datasheet.php?model=269538&locale=en_GB
| DX-LM3-008 | Y7-269539 | 269539 | Çıkış Şok Bobini - Trifaze 8A | Drive | 235.3 | 1 | https://datasheet.eaton.com/datasheet.php?model=269539&locale=en_GB
| DX-LM3-011 | Y7-269541 | 269541 | Çıkış Şok Bobini - Trifaze 11A | Drive | 250.4 | 1 | https://datasheet.eaton.com/datasheet.php?model=269541&locale=en_GB
| DX-LM3-016 | Y7-269542 | 269542 | Çıkış Şok Bobini - Trifaze 16A | Drive | 255.4 | 1 | https://datasheet.eaton.com/datasheet.php?model=269542&locale=en_GB
| DX-LM3-035 | Y7-269543 | 269543 | Çıkış Şok Bobini - Trifaze 35A | Drive | 505 | 1 | https://datasheet.eaton.com/datasheet.php?model=269543&locale=en_GB
| DX-LM3-050 | Y7-269544 | 269544 | Çıkış Şok Bobini - Trifaze 50A | Drive | 565 | 1 | https://datasheet.eaton.com/datasheet.php?model=269544&locale=en_GB
| DX-LM3-063 | Y7-269545 | 269545 | Çıkış Şok Bobini - Trifaze 63A | Drive | 762 | 1 | https://datasheet.eaton.com/datasheet.php?model=269545&locale=en_GB
| DX-LM3-080 | Y7-269546 | 269546 | Çıkış Şok Bobini - Trifaze 80A | Drive | 896 | 1 | https://datasheet.eaton.com/datasheet.php?model=269546&locale=en_GB
| DX-LM3-100 | Y7-269547 | 269547 | Çıkış Şok Bobini - Trifaze 100A | Drive | 1584 | 1 | https://datasheet.eaton.com/datasheet.php?model=269547&locale=en_GB
| DX-LM3-150 | Y7-269548 | 269548 | Çıkış Şok Bobini - Trifaze 150A | Drive | 1939 | 1 | https://datasheet.eaton.com/datasheet.php?model=269548&locale=en_GB
| DX-LM3-180 | Y7-269549 | 269549 | Çıkış Şok Bobini - Trifaze 180A | Drive | 2290 | 1 | https://datasheet.eaton.com/datasheet.php?model=269549&locale=en_GB
| DX-LM3-220 | Y7-269560 | 269560 | Çıkış Şok Bobini - Trifaze 220A | Drive | 2194 | 1 | https://datasheet.eaton.com/datasheet.php?model=269560&locale=en_GB
| DX-LM3-260 | Y7-269561 | 269561 | Çıkış Şok Bobini - Trifaze 260A | Drive | 2314 | 1 | https://datasheet.eaton.com/datasheet.php?model=269561&locale=en_GB
| DX-EMC12-014-FS1 | Y7-172273 | 172273 | RFI Filtre (tabana montaj) Monofaze 240V, 8A | Drive | 201 | 1 | https://datasheet.eaton.com/datasheet.php?model=172273&locale=en_GB
| DX-EMC12-019-FS1 | Y7-172274 | 172274 | RFI Filtre (tabana montaj) Monofaze 240V, 12A | Drive | 216 | 1 | https://datasheet.eaton.com/datasheet.php?model=172274&locale=en_GB
| DX-EMC12-014-FS2 | Y7-172275 | 172275 | RFI Filtre (tabana montaj) Monofaze 240V, 16A | Drive | 204 | 1 | https://datasheet.eaton.com/datasheet.php?model=172275&locale=en_GB
| DX-EMC12-025-FS2 | Y7-172276 | 172276 | RFI Filtre (tabana montaj) Monofaze 240V, 20A | Drive | 255.6 | 1 | https://datasheet.eaton.com/datasheet.php?model=172276&locale=en_GB
| DX-EMC12-031-FS3 | Y7-172277 | 172277 | RFI Filtre (tabana montaj) Monofaze 240V, 30A | Drive | 309.1 | 1 | https://datasheet.eaton.com/datasheet.php?model=172277&locale=en_GB
| DX-EMC34-008-FS1 | Y7-172278 | 172278 | RFI Filtre (tabana montaj) Trifaze 480V, 8A | Drive | 276.1 | 1 | https://datasheet.eaton.com/datasheet.php?model=172278&locale=en_GB
| DX-EMC34-011-FS2 | Y7-172279 | 172279 | RFI Filtre (tabana montaj) Trifaze 480V, 12A | Drive | 328.3 | 1 | https://datasheet.eaton.com/datasheet.php?model=172279&locale=en_GB
| DX-EMC34-015-FS3 | Y7-172280 | 172280 | RFI Filtre (tabana montaj) Trifaze 480V, 16A | Drive | 328.3 | 1 | https://datasheet.eaton.com/datasheet.php?model=172280&locale=en_GB
| DX-EMC34-025-FS3 | Y7-172281 | 172281 | RFI Filtre (tabana montaj) Trifaze 480V, 30A | Drive | 405.2 | 1 | https://datasheet.eaton.com/datasheet.php?model=172281&locale=en_GB
| DX-EMC34-031-FS4 | Y7-172282 | 172282 | RFI Filtre (bağımsız montaj) Trifaze 480V, 42A | Drive | 427.1 | 1 | https://datasheet.eaton.com/datasheet.php?model=172282&locale=en_GB
| DX-EMC34-048-FS4 | Y7-172283 | 172283 | RFI Filtre (bağımsız montaj) Trifaze 480V, 55A | Drive | 658 | 1 | https://datasheet.eaton.com/datasheet.php?model=172283&locale=en_GB
| DX-EMC34-075-FS5 | Y7-172284 | 172284 | RFI Filtre (bağımsız montaj) Trifaze 480V, 75A | Drive | 817 | 1 | https://datasheet.eaton.com/datasheet.php?model=172284&locale=en_GB
| DX-EMC34-100 | Y7-172285 | 172285 | RFI Filtre (bağımsız montaj) Trifaze 480V, 100A | Drive | 897 | 1 | https://datasheet.eaton.com/datasheet.php?model=172285&locale=en_GB
| DX-EMC34-130 | Y7-172286 | 172286 | RFI Filtre (bağımsız montaj) Trifaze 480V, 130A | Drive | 903 | 1 | https://datasheet.eaton.com/datasheet.php?model=172286&locale=en_GB
| DX-EMC34-180 | Y7-172287 | 172287 | RFI Filtre (bağımsız montaj) Trifaze 480V, 180A | Drive | 1332 | 1 | https://datasheet.eaton.com/datasheet.php?model=172287&locale=en_GB
| DX-EMC34-250 | Y7-172288 | 172288 | RFI Filtre (bağımsız montaj) Trifaze 480V, 250A | Drive | 1819 | 1 | https://datasheet.eaton.com/datasheet.php?model=172288&locale=en_GB
| DX-EMC34-400 | Y7-172289 | 172289 | RFI Filtre (bağımsız montaj) Trifaze 480V, 400A | Drive | 2436 | 1 | https://datasheet.eaton.com/datasheet.php?model=172289&locale=en_GB
| DX-BR047-3K1 | Y7-171908 | 171908 | Frenleme Direnci, 47 Ohm, 3,1 kW (DC1, DA1 için) | Drive | 1111 | 1 | https://datasheet.eaton.com/datasheet.php?model=171908&locale=en_GB
| DX-BR047-5K1 | Y7-171925 | 171925 | Frenleme Direnci, 47 Ohm, 5,1 kW (DC1, DA1 için) | Drive | 1625 | 1 | https://datasheet.eaton.com/datasheet.php?model=171925&locale=en_GB
| DX-BR047-9K2 | Y7-171905 | 171905 | Frenleme Direnci, 47 Ohm, 9,2 kW (DC1, DA1 için) | Drive | 2387 | 1 | https://datasheet.eaton.com/datasheet.php?model=171905&locale=en_GB
| DX-BR050-0K4 | Y7-171906 | 171906 | Frenleme Direnci, 50 Ohm, 0,4 kW (DC1, DA1 için) | Drive | 393.8 | 1 | https://datasheet.eaton.com/datasheet.php?model=171906&locale=en_GB
| DX-BR050-0K8 | Y7-171910 | 171910 | Frenleme Direnci, 50 Ohm, 0,8 kW (DC1, DA1 için) | Drive | 589 | 1 | https://datasheet.eaton.com/datasheet.php?model=171910&locale=en_GB
| DX-BR050-3K1 | Y7-171918 | 171918 | Frenleme Direnci, 50 Ohm, 3,1 kW (DC1, DA1 için) | Drive | 1128 | 1 | https://datasheet.eaton.com/datasheet.php?model=171918&locale=en_GB
| DX-BR050-5K1 | Y7-171898 | 171898 | Frenleme Direnci, 50 Ohm, 5,1 kW (DC1, DA1 için) | Drive | 1627 | 1 | https://datasheet.eaton.com/datasheet.php?model=171898&locale=en_GB
| DX-BR075-1K1 | Y7-171917 | 171917 | Frenleme Direnci, 75 Ohm, 1,4 kW (DC1, DA1 için) | Drive | 876 | 1 | https://datasheet.eaton.com/datasheet.php?model=171917&locale=en_GB
| DX-BR075-5K1 | Y7-171897 | 171897 | Frenleme Direnci, 75 Ohm, 5,1 kW (DC1, DA1 için) | Drive | 1625 | 1 | https://datasheet.eaton.com/datasheet.php?model=171897&locale=en_GB
| DX-BR100-0K2 | Y7-171909 | 171909 | Frenleme Direnci, 100 Ohm, 0,2 kW (DC1, DA1 için) | Drive | 297.6 | 1 | https://datasheet.eaton.com/datasheet.php?model=171909&locale=en_GB
| DX-BR100-0K4 | Y7-171926 | 171926 | Frenleme Direnci, 100 Ohm, 0,4 kW (DC1, DA1 için) | Drive | 393.8 | 1 | https://datasheet.eaton.com/datasheet.php?model=171926&locale=en_GB
| DX-BR100-0K8 | Y7-171907 | 171907 | Frenleme Direnci, 100 Ohm, 0,8 kW (DC1, DA1 için) | Drive | 594 | 1 | https://datasheet.eaton.com/datasheet.php?model=171907&locale=en_GB
| DX-BR100-1K1 | Y7-171896 | 171896 | Frenleme Direnci, 100 Ohm, 1,4 kW (DC1, DA1 için) | Drive | 876 | 1 | https://datasheet.eaton.com/datasheet.php?model=171896&locale=en_GB
| DX-BR100-1K6 | Y7-171924 | 171924 | Frenleme Direnci, 100 Ohm, 1,6 kW (DC1, DA1 için) | Drive | 1217 | 1 | https://datasheet.eaton.com/datasheet.php?model=171924&locale=en_GB
| DX-BR100-6K2 | Y7-171904 | 171904 | Frenleme Direnci, 100 Ohm, 6,2 kW (DC1, DA1 için) | Drive | 1937 | 1 | https://datasheet.eaton.com/datasheet.php?model=171904&locale=en_GB
| DX-BR150-0K5 | Y7-171916 | 171916 | Frenleme Direnci, 150 Ohm, 0,5 kW (DC1, DA1 için) | Drive | 568 | 1 | https://datasheet.eaton.com/datasheet.php?model=171916&locale=en_GB
| DX-BR150-1K1 | Y7-171895 | 171895 | Frenleme Direnci, 150 Ohm, 1,4 kW (DC1, DA1 için) | Drive | 876 | 1 | https://datasheet.eaton.com/datasheet.php?model=171895&locale=en_GB
| DX-BR200-0K4 | Y7-171915 | 171915 | Frenleme Direnci, 200 Ohm, 0,4 kW (DC1, DA1 için) | Drive | 405.8 | 1 | https://datasheet.eaton.com/datasheet.php?model=171915&locale=en_GB
| DX-BR200-0K8 | Y7-171894 | 171894 | Frenleme Direnci, 200 Ohm, 0,8 kW (DC1, DA1 için) | Drive | 594 | 1 | https://datasheet.eaton.com/datasheet.php?model=171894&locale=en_GB
| DX-BR400-0K4 | Y7-171914 | 171914 | Frenleme Direnci, 400 Ohm, 0,4 kW (DC1, DA1 için) | Drive | 405.8 | 1 | https://datasheet.eaton.com/datasheet.php?model=171914&locale=en_GB
| DX-BR050-200 | Y7-174235 | 174235 | Frenleme Direnci, IP65, 50 Ohm, 0,2 kW | Drive | 234.5 | 1 | https://datasheet.eaton.com/datasheet.php?model=174235&locale=en_GB
| DX-BR002-54K3 | Y7-171923 | 171923 | Frenleme Direnci, 2 Ohm, 54,3 kW (DA1 için) | Drive | 13567 | 1 | https://datasheet.eaton.com/datasheet.php?model=171923&locale=en_GB
| DX-BR002-102K4 | Y7-171903 | 171903 | Frenleme Direnci, 2 Ohm, 102,4 kW (DA1 için) | Drive | 22934 | 1 | https://datasheet.eaton.com/datasheet.php?model=171903&locale=en_GB
| DX-BR006-5K1 | Y7-171913 | 171913 | Frenleme Direnci, 6 Ohm, 5,1 kW (DA1 için) | Drive | 1605 | 1 | https://datasheet.eaton.com/datasheet.php?model=171913&locale=en_GB
| DX-BR006-9K2 | Y7-171893 | 171893 | Frenleme Direnci, 6 Ohm, 9,2 kW (DA1 için) | Drive | 2405 | 1 | https://datasheet.eaton.com/datasheet.php?model=171893&locale=en_GB
| DX-BR006-18K1 | Y7-171922 | 171922 | Frenleme Direnci, 6 Ohm, 18,1 kW (DA1 için) | Drive | 4698 | 1 | https://datasheet.eaton.com/datasheet.php?model=171922&locale=en_GB
| DX-BR006-33K3 | Y7-171902 | 171902 | Frenleme Direnci, 6 Ohm, 33,3 kW (DA1 için) | Drive | 7943 | 1 | https://datasheet.eaton.com/datasheet.php?model=171902&locale=en_GB
| DX-BR012-3K1 | Y7-171912 | 171912 | Frenleme Direnci, 12 Ohm, 3,1 kW (DA1 için) | Drive | 1068 | 1 | https://datasheet.eaton.com/datasheet.php?model=171912&locale=en_GB
| DX-BR012-5K1 | Y7-171929 | 171929 | Frenleme Direnci, 12 Ohm, 5,1 kW (DA1 için) | Drive | 1625 | 1 | https://datasheet.eaton.com/datasheet.php?model=171929&locale=en_GB
| DX-BR012-9K2 | Y7-171921 | 171921 | Frenleme Direnci, 12 Ohm, 9,2 kW (DA1 için) | Drive | 2470 | 1 | https://datasheet.eaton.com/datasheet.php?model=171921&locale=en_GB
| DX-BR012-18K1 | Y7-171901 | 171901 | Frenleme Direnci, 12 Ohm, 18,1 kW (DA1 için) | Drive | 4096 | 1 | https://datasheet.eaton.com/datasheet.php?model=171901&locale=en_GB
| DX-BR022-1K4 | Y7-171911 | 171911 | Frenleme Direnci, 22 Ohm, 1,4 kW (DA1 için) | Drive | 840 | 1 | https://datasheet.eaton.com/datasheet.php?model=171911&locale=en_GB
| DX-BR022-3K1 | Y7-171928 | 171928 | Frenleme Direnci, 22 Ohm, 3,1 kW (DA1 için) | Drive | 1107 | 1 | https://datasheet.eaton.com/datasheet.php?model=171928&locale=en_GB
| DX-BR022-5K1 | Y7-171920 | 171920 | Frenleme Direnci, 22 Ohm, 5,1 kW (DA1 için) | Drive | 1625 | 1 | https://datasheet.eaton.com/datasheet.php?model=171920&locale=en_GB
| DX-BR022-9K2 | Y7-171900 | 171900 | Frenleme Direnci, 22 Ohm, 9,2 kW (DA1 için) | Drive | 2387 | 1 | https://datasheet.eaton.com/datasheet.php?model=171900&locale=en_GB
| DX-BR035-1K1 | Y7-171927 | 171927 | Frenleme Direnci, 35 Ohm, 1,1 kW (DA1 için) | Drive | 876 | 1 | https://datasheet.eaton.com/datasheet.php?model=171927&locale=en_GB
| DX-BR040-3K1 | Y7-171919 | 171919 | Frenleme Direnci, 40 Ohm, 3,1 kW (DA1 için) | Drive | 1115 | 1 | https://datasheet.eaton.com/datasheet.php?model=171919&locale=en_GB
| DX-BR040-5K1 | Y7-171899 | 171899 | Frenleme Direnci, 40 Ohm, 5,1 kW (DA1 için) | Drive | 1625 | 1 | https://datasheet.eaton.com/datasheet.php?model=171899&locale=en_GB
| DX-BR3-100 | Y7-169150 | 169150 | Brake Resistor (200W, 100R, BG2+3) | Drive | 337.8 | 1 | https://datasheet.eaton.com/datasheet.php?model=169150&locale=en_GB
| DX-BR5-033 | Y7-169151 | 169151 | Brake Resistor (500W, 33R) | Drive | 1164 | 1 | https://datasheet.eaton.com/datasheet.php?model=169151&locale=en_GB
| DX-SIN3-004 | Y7-271538 | 271538 | Sinus filter for frequency inverter | Drive | 753 | 1 | https://datasheet.eaton.com/datasheet.php?model=271538&locale=en_GB
| DX-SIN3-010 | Y7-271590 | 271590 | Sinus filter for frequency inverters | Drive | 943 | 1 | https://datasheet.eaton.com/datasheet.php?model=271590&locale=en_GB
| DX-SIN3-016 | Y7-271591 | 271591 | Sinus filter for frequency inverters | Drive | 1137 | 1 | https://datasheet.eaton.com/datasheet.php?model=271591&locale=en_GB
| DX-SIN3-023 | Y7-271593 | 271593 | Sinus filter for frequency inverters | Drive | 1438 | 1 | https://datasheet.eaton.com/datasheet.php?model=271593&locale=en_GB
| DX-SIN3-032 | Y7-271594 | 271594 | Sinus filter for frequency inverters | Drive | 1939 | 1 | https://datasheet.eaton.com/datasheet.php?model=271594&locale=en_GB
| DX-SIN3-037 | Y7-271595 | 271595 | Sinus filter for frequency inverters | Drive | 2048 | 1 | https://datasheet.eaton.com/datasheet.php?model=271595&locale=en_GB
| DX-SIN3-048 | Y7-271597 | 271597 | Sinus filter for frequency inverters | Drive | 2310 | 1 | https://datasheet.eaton.com/datasheet.php?model=271597&locale=en_GB
| DX-SIN3-061 | Y7-271599 | 271599 | Sinus filter for frequency inverters | Drive | 2665 | 1 | https://datasheet.eaton.com/datasheet.php?model=271599&locale=en_GB
| DX-SIN3-072 | Y7-271600 | 271600 | Sinus filter for frequency inverters | Drive | 3019 | 1 | https://datasheet.eaton.com/datasheet.php?model=271600&locale=en_GB
| DX-SIN3-090 | Y7-271601 | 271601 | Sinus filter for frequency inverters | Drive | 3740 | 1 | https://datasheet.eaton.com/datasheet.php?model=271601&locale=en_GB
| DX-SIN3-115 | Y7-271602 | 271602 | Sinus filter for frequency inverters | Drive | 5331 | 1 | https://datasheet.eaton.com/datasheet.php?model=271602&locale=en_GB
| DX-SIN3-150 | Y7-271603 | 271603 | Sinus filter for frequency inverters | Drive | 6661 | 1 | https://datasheet.eaton.com/datasheet.php?model=271603&locale=en_GB
| DX-SIN3-180 | Y7-271604 | 271604 | Sinus filter for frequency inverters | Drive | 6882 | 1 | https://datasheet.eaton.com/datasheet.php?model=271604&locale=en_GB
| DX-SIN3-250 | Y7-271605 | 271605 | Sinus filter for frequency inverters | Drive | 11018 | 1 | https://datasheet.eaton.com/datasheet.php?model=271605&locale=en_GB
| DX-SIN3-440 | Y7-271606 | 271606 | Sinus filter for frequency inverters | Drive | 14922 | 1 | https://datasheet.eaton.com/datasheet.php?model=271606&locale=en_GB
| DX-SIN3-480 | Y7-169149 | 169149 | Sine Filter (3~440V, 480A) | Drive | 16894 | 1 | https://datasheet.eaton.com/datasheet.php?model=169149&locale=en_GB
| DG1-342D2EB-C20C | 9702-0200 | 9702-0200 | Hız Kontrol Cihazı-Filtreli, Frenleme Modüllü, 1,1kW 3,3A Trifaze 400V (FS0) | Drive | 1098 | 1 | https://datasheet.eaton.com/datasheet.php?model=9702-0200&locale=en_GB
| DG1-343D3EB-C20C | 9702-0201 | 9702-0201 | Hız Kontrol Cihazı-Filtreli, Frenleme Modüllü, 1,5kW 4,3A Trifaze 400V (FS0) | Drive | 1121 | 1 | https://datasheet.eaton.com/datasheet.php?model=9702-0201&locale=en_GB
| DG1-344D3EB-C20C | 9702-0202 | 9702-0202 | Hız Kontrol Cihazı-Filtreli, Frenleme Modüllü, 2,2kW 5,6A Trifaze 400V (FS0) | Drive | 1143 | 1 | https://datasheet.eaton.com/datasheet.php?model=9702-0202&locale=en_GB
| DG1-345D6EB-C20C | 9702-0203 | 9702-0203 | Hız Kontrol Cihazı-Filtreli, Frenleme Modüllü, 3kW 7,6A Trifaze 400V (FS0) | Drive | 1168 | 1 | https://datasheet.eaton.com/datasheet.php?model=9702-0203&locale=en_GB
| DG1-342D2FB-C21C | Y7-9702-1002-00P | 9702-1002-00P | Hız Kontrol Cihazı-Filtreli, Frenleme Modüllü, 1,1kW 3,3A Trifaze 400V (FS1) | Drive | 1391 | 1 | https://datasheet.eaton.com/datasheet.php?model=9702-1002-00P&locale=en_GB
| DG1-343D3FB-C21C | Y7-9702-1004-00P | 9702-1004-00P | Hız Kontrol Cihazı-Filtreli, Frenleme Modüllü, 1,5kW 4,3A Trifaze 400V (FS1) | Drive | 1403 | 1 | https://datasheet.eaton.com/datasheet.php?model=9702-1004-00P&locale=en_GB
| DG1-344D3FB-C21C | Y7-9702-1006-00P | 9702-1006-00P | Hız Kontrol Cihazı-Filtreli, Frenleme Modüllü, 2,2kW 5,6A Trifaze 400V (FS1) | Drive | 1418 | 1 | https://datasheet.eaton.com/datasheet.php?model=9702-1006-00P&locale=en_GB
| DG1-345D6FB-C21C | Y7-9702-1008-00P | 9702-1008-00P | Hız Kontrol Cihazı-Filtreli, Frenleme Modüllü, 3kW 7,6A Trifaze 400V (FS1) | Drive | 1433 | 1 | https://datasheet.eaton.com/datasheet.php?model=9702-1008-00P&locale=en_GB
| DG1-347D6FB-C21C | Y7-9702-1001-00P | 9702-1001-00P | Hız Kontrol Cihazı-Filtreli, Frenleme Modüllü, 4kW 9A Trifaze 400V (FS1) | Drive | 1486 | 1 | https://datasheet.eaton.com/datasheet.php?model=9702-1001-00P&locale=en_GB
| DG1-349D0FB-C21C | Y7-9702-1011-00P | 9702-1011-00P | Hız Kontrol Cihazı-Filtreli, Frenleme Modüllü, 5,5kW 12A Trifaze 400V (FS1) | Drive | 1688 | 1 | https://datasheet.eaton.com/datasheet.php?model=9702-1011-00P&locale=en_GB
| DG1-34012FB-C21C | Y7-9702-2002-00P | 9702-2002-00P | Hız Kontrol Cihazı-Filtreli, Frenleme Modüllü, 7,5kW 16A Trifaze 400V (FS2) | Drive | 1866 | 1 | https://datasheet.eaton.com/datasheet.php?model=9702-2002-00P&locale=en_GB
| DG1-34016FB-C21C | Y7-9702-2004-00P | 9702-2004-00P | Hız Kontrol Cihazı-Filtreli, Frenleme Modüllü, 11kW 23A Trifaze 400V (FS2) | Drive | 2169 | 1 | https://datasheet.eaton.com/datasheet.php?model=9702-2004-00P&locale=en_GB
| DG1-34023FB-C21C | Y7-9702-2001-00P | 9702-2001-00P | Hız Kontrol Cihazı-Filtreli, Frenleme Modüllü, 15kW 31A Trifaze 400V (FS2) | Drive | 2758 | 1 | https://datasheet.eaton.com/datasheet.php?model=9702-2001-00P&locale=en_GB
| DG1-34031FB-C21C | Y7-9702-3002-00P | 9702-3002-00P | Hız Kontrol Cihazı-Filtreli, Frenleme Modüllü, 18,5kW 38A Trifaze 400V (FS3) | Drive | 3196 | 1 | https://datasheet.eaton.com/datasheet.php?model=9702-3002-00P&locale=en_GB
| DG1-34038FB-C21C | Y7-9702-3004-00P | 9702-3004-00P | Hız Kontrol Cihazı-Filtreli, Frenleme Modüllü, 22kW 46A Trifaze 400V (FS3) | Drive | 3381 | 1 | https://datasheet.eaton.com/datasheet.php?model=9702-3004-00P&locale=en_GB
| DG1-34046FB-C21C | Y7-9702-3001-00P | 9702-3001-00P | Hız Kontrol Cihazı-Filtreli, Frenleme Modüllü, 30kW 61A Trifaze 400V (FS3) | Drive | 3731 | 1 | https://datasheet.eaton.com/datasheet.php?model=9702-3001-00P&locale=en_GB
| DG1-34061FB-C21C | Y7-9702-4002-00P | 9702-4002-00P | Hız Kontrol Cihazı-Filtreli, Frenleme Modüllü, 37kW 72A Trifaze 400V (FS4) | Drive | 4827 | 1 | https://datasheet.eaton.com/datasheet.php?model=9702-4002-00P&locale=en_GB
| DG1-34072FB-C21C | Y7-9702-4006-00P | 9702-4006-00P | Hız Kontrol Cihazı-Filtreli, Frenleme Modüllü, 45kW 87A Trifaze 400V (FS4) | Drive | 5879 | 1 | https://datasheet.eaton.com/datasheet.php?model=9702-4006-00P&locale=en_GB
| DG1-34087FB-C21C | Y7-9702-4010-00P | 9702-4010-00P | Hız Kontrol Cihazı-Filtreli, Frenleme Modüllü, 55kW 105A Trifaze 400V (FS4) | Drive | 6694 | 1 | https://datasheet.eaton.com/datasheet.php?model=9702-4010-00P&locale=en_GB
| DG1-34105FB-C21C | Y7-9702-5002-00P | 9702-5002-00P | Hız Kontrol Cihazı-Filtreli, Frenleme Modüllü, 75kW 140A Trifaze 400V (FS5) | Drive | 8141 | 1 | https://datasheet.eaton.com/datasheet.php?model=9702-5002-00P&locale=en_GB
| DG1-34140FB-C21C | Y7-9702-5006-00P | 9702-5006-00P | Hız Kontrol Cihazı-Filtreli, Frenleme Modüllü, 90kW 170A Trifaze 400V (FS5) | Drive | 8692 | 1 | https://datasheet.eaton.com/datasheet.php?model=9702-5006-00P&locale=en_GB
| DG1-34170FB-C21C | Y7-9702-5010-00P | 9702-5010-00P | Hız Kontrol Cihazı-Filtreli, Frenleme Modüllü, 110kW 205A Trifaze 400V (FS5) | Drive | 9684 | 1 | https://datasheet.eaton.com/datasheet.php?model=9702-5010-00P&locale=en_GB
| DG1-34205FB-C21C | Y7-9702-6001-00P | 9702-6001-00P | Hız Kontrol Cihazı-Filtreli, Frenleme Modüllü, 132kW 261A Trifaze 400V (FS6) | Drive | 15032 | 1 | https://datasheet.eaton.com/datasheet.php?model=9702-6001-00P&locale=en_GB
| DG1-34245FB-C21C | Y7-9702-6005-00P | 9702-6005-00P | Hız Kontrol Cihazı-Filtreli, Frenleme Modüllü, 160kW 310A Trifaze 400V (FS6) | Drive | 15970 | 1 | https://datasheet.eaton.com/datasheet.php?model=9702-6005-00P&locale=en_GB
| DG1-34310FB-C00C | 3-4917-102A | 3-4917-102A | Hız Kontrol Cihazı-Filtreli, Frenleme Modüllü, 160kW 310A Trifaze 400V (FS7) | Drive | 31030 | 1 | https://datasheet.eaton.com/datasheet.php?model=3-4917-102A&locale=en_GB
| DG1-34385FB-C00C | 3-4917-104A | 3-4917-104A | Hız Kontrol Cihazı-Filtreli, Frenleme Modüllü, 200kW 385A Trifaze 400V (FS7) | Drive | 44566 | 1 | https://datasheet.eaton.com/datasheet.php?model=3-4917-104A&locale=en_GB
| DG1-34460FB-C00C | 3-4917-106A | 3-4917-106A | Hız Kontrol Cihazı-Filtreli, Frenleme Modüllü, 250kW 460A Trifaze 400V (FS7) | Drive | 45902 | 1 | https://datasheet.eaton.com/datasheet.php?model=3-4917-106A&locale=en_GB
| DG1-34520FB-C00C | 3-4917-108A | 3-4917-108A | Hız Kontrol Cihazı-Filtreli, Frenleme Modüllü, 250kW 520A Trifaze 400V (FS7) | Drive | 47279 | 1 | https://datasheet.eaton.com/datasheet.php?model=3-4917-108A&locale=en_GB
| DG1-34590FB-C00C | 3-4918-102A | 3-4918-102A | Hız Kontrol Cihazı-Filtreli, Frenleme Modüllü, 315kW 590A Trifaze 400V (FS8) | Drive | 65032 | 1 | https://datasheet.eaton.com/datasheet.php?model=3-4918-102A&locale=en_GB
| DG1-34650FB-C00C | 3-4918-104A | 3-4918-104A | Hız Kontrol Cihazı-Filtreli, Frenleme Modüllü, 400kW 650A Trifaze 400V (FS8) | Drive | 66984 | 1 | https://datasheet.eaton.com/datasheet.php?model=3-4918-104A&locale=en_GB
| DG1-34730FB-C00C | 3-4918-106A | 3-4918-106A | Hız Kontrol Cihazı-Filtreli, Frenleme Modüllü, 400kW 730A Trifaze 400V (FS8) | Drive | 98305 | 1 | https://datasheet.eaton.com/datasheet.php?model=3-4918-106A&locale=en_GB
| DG1-34820FB-C00C | 3-4918-108A | 3-4918-108A | Hız Kontrol Cihazı-Filtreli, Frenleme Modüllü, 450kW 820A Trifaze 400V (FS8) | Drive | 101254 | 1 | https://datasheet.eaton.com/datasheet.php?model=3-4918-108A&locale=en_GB
| DG1-34920FB-C00C | 3-4918-110A | 3-4918-110A | Hız Kontrol Cihazı-Filtreli, Frenleme Modüllü, 500kW 920A Trifaze 400V (FS8) | Drive | 104292 | 1 | https://datasheet.eaton.com/datasheet.php?model=3-4918-110A&locale=en_GB
| DG1-341K0FB-C00C | 3-4918-112A | 3-4918-112A | Hız Kontrol Cihazı-Filtreli, Frenleme Modüllü, 560kW 1040A Trifaze 400V (FS8) | Drive | 107421 | 1 | https://datasheet.eaton.com/datasheet.php?model=3-4918-112A&locale=en_GB
| DG1-342D2FB-C54C | Y7-9702-1101-00P | 9702-1101-00P | Hız Kontrol Cihazı-Filtreli, Frenleme Modüllü, IP54, 1,1kW 3,3A Trifaze 400V (FS1) | Drive | 1433 | 1 | https://datasheet.eaton.com/datasheet.php?model=9702-1101-00P&locale=en_GB
| DG1-343D3FB-C54C | Y7-9702-1103-00P | 9702-1103-00P | Hız Kontrol Cihazı-Filtreli, Frenleme Modüllü, IP54, 1,5kW 4,3A Trifaze 400V (FS1) | Drive | 1458 | 1 | https://datasheet.eaton.com/datasheet.php?model=9702-1103-00P&locale=en_GB
| DG1-344D3FB-C54C | Y7-9702-1105-00P | 9702-1105-00P | Hız Kontrol Cihazı-Filtreli, Frenleme Modüllü, IP54, 2,2kW 5,6A Trifaze 400V (FS1) | Drive | 1574 | 1 | https://datasheet.eaton.com/datasheet.php?model=9702-1105-00P&locale=en_GB
| DG1-345D6FB-C54C | Y7-9702-1107-00P | 9702-1107-00P | Hız Kontrol Cihazı-Filtreli, Frenleme Modüllü, IP54, 3kW 7,6A Trifaze 400V (FS1) | Drive | 1645 | 1 | https://datasheet.eaton.com/datasheet.php?model=9702-1107-00P&locale=en_GB
| DG1-347D6FB-C54C | Y7-9702-1109-00P | 9702-1109-00P | Hız Kontrol Cihazı-Filtreli, Frenleme Modüllü, IP54, 4kW 9A Trifaze 400V (FS1) | Drive | 1704 | 1 | https://datasheet.eaton.com/datasheet.php?model=9702-1109-00P&locale=en_GB
| DG1-349D0FB-C54C | Y7-9702-1111-00P | 9702-1111-00P | Hız Kontrol Cihazı-Filtreli, Frenleme Modüllü, IP54, 5,5kW 12A Trifaze 400V (FS1) | Drive | 1978 | 1 | https://datasheet.eaton.com/datasheet.php?model=9702-1111-00P&locale=en_GB
| DG1-34012FB-C54C | Y7-9702-2101-00P | 9702-2101-00P | Hız Kontrol Cihazı-Filtreli, Frenleme Modüllü, IP54, 7,5kW 16A Trifaze 400V (FS2) | Drive | 2209 | 1 | https://datasheet.eaton.com/datasheet.php?model=9702-2101-00P&locale=en_GB
| DG1-34016FB-C54C | Y7-9702-2103-00P | 9702-2103-00P | Hız Kontrol Cihazı-Filtreli, Frenleme Modüllü, IP54, 11kW 23A Trifaze 400V (FS2) | Drive | 2652 | 1 | https://datasheet.eaton.com/datasheet.php?model=9702-2103-00P&locale=en_GB
| DG1-34023FB-C54C | Y7-9702-2105-00P | 9702-2105-00P | Hız Kontrol Cihazı-Filtreli, Frenleme Modüllü, IP54, 15kW 31A Trifaze 400V (FS2) | Drive | 3256 | 1 | https://datasheet.eaton.com/datasheet.php?model=9702-2105-00P&locale=en_GB
| DG1-34031FB-C54C | Y7-9702-3101-00P | 9702-3101-00P | Hız Kontrol Cihazı-Filtreli, Frenleme Modüllü, IP54, 18,5kW 38A Trifaze 400V (FS3) | Drive | 3773 | 1 | https://datasheet.eaton.com/datasheet.php?model=9702-3101-00P&locale=en_GB
| DG1-34038FB-C54C | Y7-9702-3103-00P | 9702-3103-00P | Hız Kontrol Cihazı-Filtreli, Frenleme Modüllü, IP54, 22kW 46A Trifaze 400V (FS3) | Drive | 3879 | 1 | https://datasheet.eaton.com/datasheet.php?model=9702-3103-00P&locale=en_GB
| DG1-34046FB-C54C | Y7-9702-3105-00P | 9702-3105-00P | Hız Kontrol Cihazı-Filtreli, Frenleme Modüllü, IP54, 30kW 61A Trifaze 400V (FS3) | Drive | 4281 | 1 | https://datasheet.eaton.com/datasheet.php?model=9702-3105-00P&locale=en_GB
| DG1-34061FB-C54C | Y7-9702-4101-00P | 9702-4101-00P | Hız Kontrol Cihazı-Filtreli, Frenleme Modüllü, IP54, 37kW 72A Trifaze 400V (FS4) | Drive | 5542 | 1 | https://datasheet.eaton.com/datasheet.php?model=9702-4101-00P&locale=en_GB
| DG1-34072FB-C54C | Y7-9702-4105-00P | 9702-4105-00P | Hız Kontrol Cihazı-Filtreli, Frenleme Modüllü, IP54, 45kW 87A Trifaze 400V (FS4) | Drive | 6749 | 1 | https://datasheet.eaton.com/datasheet.php?model=9702-4105-00P&locale=en_GB
| DG1-34087FB-C54C | Y7-9702-4109-00P | 9702-4109-00P | Hız Kontrol Cihazı-Filtreli, Frenleme Modüllü, IP54, 55kW 105A Trifaze 400V (FS4) | Drive | 7684 | 1 | https://datasheet.eaton.com/datasheet.php?model=9702-4109-00P&locale=en_GB
| DG1-34105FB-C54C | Y7-9702-5101-00P | 9702-5101-00P | Hız Kontrol Cihazı-Filtreli, Frenleme Modüllü, IP54, 75kW 140A Trifaze 400V (FS5) | Drive | 9135 | 1 | https://datasheet.eaton.com/datasheet.php?model=9702-5101-00P&locale=en_GB
| DG1-34140FB-C54C | Y7-9702-5105-00P | 9702-5105-00P | Hız Kontrol Cihazı-Filtreli, Frenleme Modüllü, IP54, 90kW 170A Trifaze 400V (FS5) | Drive | 9741 | 1 | https://datasheet.eaton.com/datasheet.php?model=9702-5105-00P&locale=en_GB
| DG1-34170FB-C54C | Y7-9702-5109-00P | 9702-5109-00P | Hız Kontrol Cihazı-Filtreli, Frenleme Modüllü, IP54, 110kW 205A Trifaze 400V (FS5) | Drive | 10824 | 1 | https://datasheet.eaton.com/datasheet.php?model=9702-5109-00P&locale=en_GB
| DG1-34205FB-C54C | Y7-9702-6101-00P | 9702-6101-00P | Hız Kontrol Cihazı-Filtreli, Frenleme Modüllü, IP54, 132kW 261A Trifaze 400V (FS6) | Drive | 15876 | 1 | https://datasheet.eaton.com/datasheet.php?model=9702-6101-00P&locale=en_GB
| DG1-34245FB-C54C | Y7-9702-6105-00P | 9702-6105-00P | Hız Kontrol Cihazı-Filtreli, Frenleme Modüllü, IP54, 160kW 310A Trifaze 400V (FS6) | Drive | 16141 | 1 | https://datasheet.eaton.com/datasheet.php?model=9702-6105-00P&locale=en_GB
| DG1-34061FN-C21C | Y7-9702-4004-00P | 9702-4004-00P | Hız Kontrol Cihazı-Filtreli, 37kW 72A Trifaze 400V (FS4) | Drive | 4661 | 1 | https://datasheet.eaton.com/datasheet.php?model=9702-4004-00P&locale=en_GB
| DG1-34072FN-C21C | Y7-9702-4008-00P | 9702-4008-00P | Hız Kontrol Cihazı-Filtreli, 45kW 87A Trifaze 400V (FS4) | Drive | 5709 | 1 | https://datasheet.eaton.com/datasheet.php?model=9702-4008-00P&locale=en_GB
| DG1-34087FN-C21C | Y7-9702-4001-00P | 9702-4001-00P | Hız Kontrol Cihazı-Filtreli, 55kW 105A Trifaze 400V (FS4) | Drive | 6526 | 1 | https://datasheet.eaton.com/datasheet.php?model=9702-4001-00P&locale=en_GB
| DG1-34105FN-C21C | Y7-9702-5004-00P | 9702-5004-00P | Hız Kontrol Cihazı-Filtreli, 75kW 140A Trifaze 400V (FS5) | Drive | 7578 | 1 | https://datasheet.eaton.com/datasheet.php?model=9702-5004-00P&locale=en_GB
| DG1-34140FN-C21C | Y7-9702-5008-00P | 9702-5008-00P | Hız Kontrol Cihazı-Filtreli, 90kW 170A Trifaze 400V (FS5) | Drive | 9510 | 1 | https://datasheet.eaton.com/datasheet.php?model=9702-5008-00P&locale=en_GB
| DG1-34170FN-C21C | Y7-9702-5001-00P | 9702-5001-00P | Hız Kontrol Cihazı-Filtreli, 110kW 205A Trifaze 400V (FS5) | Drive | 10200 | 1 | https://datasheet.eaton.com/datasheet.php?model=9702-5001-00P&locale=en_GB
| DG1-34205FN-C21C | Y7-9702-6003-00P | 9702-6003-00P | Hız Kontrol Cihazı-Filtreli, 132kW 261A Trifaze 400V (FS6) | Drive | 14746 | 1 | https://datasheet.eaton.com/datasheet.php?model=9702-6003-00P&locale=en_GB
| DG1-34245FN-C21C | Y7-9702-6007-00P | 9702-6007-00P | Hız Kontrol Cihazı-Filtreli, 160kW 310A Trifaze 400V (FS6) | Drive | 15654 | 1 | https://datasheet.eaton.com/datasheet.php?model=9702-6007-00P&locale=en_GB
| DG1-34310FN-C00C | 3-4917-101A | 3-4917-101A | Hız Kontrol Cihazı-Filtreli, 160kW 310A Trifaze 400V (FS7) | Drive | 21749 | 1 | https://datasheet.eaton.com/datasheet.php?model=3-4917-101A&locale=en_GB
| DG1-34385FN-C00C | 3-4917-103A | 3-4917-103A | Hız Kontrol Cihazı-Filtreli, 200kW 385A Trifaze 400V (FS7) | Drive | 35283 | 1 | https://datasheet.eaton.com/datasheet.php?model=3-4917-103A&locale=en_GB
| DG1-34460FN-C00C | 3-4917-105A | 3-4917-105A | Hız Kontrol Cihazı-Filtreli, 250kW 460A Trifaze 400V (FS7) | Drive | 36342 | 1 | https://datasheet.eaton.com/datasheet.php?model=3-4917-105A&locale=en_GB
| DG1-34520FN-C00C | 3-4917-107A | 3-4917-107A | Hız Kontrol Cihazı-Filtreli, 250kW 520A Trifaze 400V (FS7) | Drive | 37433 | 1 | https://datasheet.eaton.com/datasheet.php?model=3-4917-107A&locale=en_GB
| DG1-34590FN-C00C | 3-4918-101A | 3-4918-101A | Hız Kontrol Cihazı-Filtreli, 315kW 590A Trifaze 400V (FS8) | Drive | 59955 | 1 | https://datasheet.eaton.com/datasheet.php?model=3-4918-101A&locale=en_GB
| DG1-34650FN-C00C | 3-4918-103A | 3-4918-103A | Hız Kontrol Cihazı-Filtreli, 400kW 650A Trifaze 400V (FS8) | Drive | 61753 | 1 | https://datasheet.eaton.com/datasheet.php?model=3-4918-103A&locale=en_GB
| DG1-34730FN-C00C | 3-4918-105A | 3-4918-105A | Hız Kontrol Cihazı-Filtreli, 400kW 730A Trifaze 400V (FS8) | Drive | 79724 | 1 | https://datasheet.eaton.com/datasheet.php?model=3-4918-105A&locale=en_GB
| DG1-34820FN-C00C | 3-4918-107A | 3-4918-107A | Hız Kontrol Cihazı-Filtreli, 450kW 820A Trifaze 400V (FS8) | Drive | 82115 | 1 | https://datasheet.eaton.com/datasheet.php?model=3-4918-107A&locale=en_GB
| DG1-34920FN-C00C | 3-4918-109A | 3-4918-109A | Hız Kontrol Cihazı-Filtreli, 500kW 920A Trifaze 400V (FS8) | Drive | 84578 | 1 | https://datasheet.eaton.com/datasheet.php?model=3-4918-109A&locale=en_GB
| DG1-341K0FN-C00C | 3-4918-111A | 3-4918-111A | Hız Kontrol Cihazı-Filtreli, 560kW 1040A Trifaze 400V (FS8) | Drive | 87116 | 1 | https://datasheet.eaton.com/datasheet.php?model=3-4918-111A&locale=en_GB
| DG1-34061FN-C54C | Y7-9702-4103-00P | 9702-4103-00P | Hız Kontrol Cihazı-Filtreli, IP54, 37kW 72A Trifaze 400V (FS4) | Drive | 5350 | 1 | https://datasheet.eaton.com/datasheet.php?model=9702-4103-00P&locale=en_GB
| DG1-34072FN-C54C | Y7-9702-4107-00P | 9702-4107-00P | Hız Kontrol Cihazı-Filtreli, IP54, 45kW 87A Trifaze 400V (FS4) | Drive | 6555 | 1 | https://datasheet.eaton.com/datasheet.php?model=9702-4107-00P&locale=en_GB
| DG1-34087FN-C54C | Y7-9702-4111-00P | 9702-4111-00P | Hız Kontrol Cihazı-Filtreli, IP54, 55kW 105A Trifaze 400V (FS4) | Drive | 7492 | 1 | https://datasheet.eaton.com/datasheet.php?model=9702-4111-00P&locale=en_GB
| DG1-34105FN-C54C | Y7-9702-5103-00P | 9702-5103-00P | Hız Kontrol Cihazı-Filtreli, IP54, 75kW 140A Trifaze 400V (FS5) | Drive | 8697 | 1 | https://datasheet.eaton.com/datasheet.php?model=9702-5103-00P&locale=en_GB
| DG1-34140FN-C54C | Y7-9702-5107-00P | 9702-5107-00P | Hız Kontrol Cihazı-Filtreli, IP54, 90kW 170A Trifaze 400V (FS5) | Drive | 10917 | 1 | https://datasheet.eaton.com/datasheet.php?model=9702-5107-00P&locale=en_GB
| DG1-34170FN-C54C | Y7-9702-5111-00P | 9702-5111-00P | Hız Kontrol Cihazı-Filtreli, IP54, 110kW 205A Trifaze 400V (FS5) | Drive | 11705 | 1 | https://datasheet.eaton.com/datasheet.php?model=9702-5111-00P&locale=en_GB
| DG1-34205FN-C54C | Y7-9702-6103-00P | 9702-6103-00P | Hız Kontrol Cihazı-Filtreli, IP54, 132kW 261A Trifaze 400V (FS6) | Drive | 15757 | 1 | https://datasheet.eaton.com/datasheet.php?model=9702-6103-00P&locale=en_GB
| DG1-34245FN-C54C | Y7-9702-6107-00P | 9702-6107-00P | Hız Kontrol Cihazı-Filtreli, IP54, 160kW 310A Trifaze 400V (FS6) | Drive | 16001 | 1 | https://datasheet.eaton.com/datasheet.php?model=9702-6107-00P&locale=en_GB
| DG1-323D7FB-C21C | Y7-9701-1002-00P | 9701-1002-00P | Hız Kontrol Cihazı-Filtreli, Frenleme Modüllü, 0,75kW 4,8A Trifaze 230V (FS1) | Drive | 1433 | 1 | https://datasheet.eaton.com/datasheet.php?model=9701-1002-00P&locale=en_GB
| DG1-324D8FB-C21C | Y7-9701-1004-00P | 9701-1004-00P | Hız Kontrol Cihazı-Filtreli, Frenleme Modüllü, 1,1kW 6,6A Trifaze 230V (FS1) | Drive | 1458 | 1 | https://datasheet.eaton.com/datasheet.php?model=9701-1004-00P&locale=en_GB
| DG1-326D6FB-C21C | Y7-9701-1006-00P | 9701-1006-00P | Hız Kontrol Cihazı-Filtreli, Frenleme Modüllü, 1,5kW 7,8A Trifaze 230V (FS1) | Drive | 1574 | 1 | https://datasheet.eaton.com/datasheet.php?model=9701-1006-00P&locale=en_GB
| DG1-327D8FB-C21C | Y7-9701-1008-00P | 9701-1008-00P | Hız Kontrol Cihazı-Filtreli, Frenleme Modüllü, 2,2kW 11A Trifaze 230V (FS1) | Drive | 1645 | 1 | https://datasheet.eaton.com/datasheet.php?model=9701-1008-00P&locale=en_GB
| DG1-32011FB-C21C | Y7-9701-1001-00P | 9701-1001-00P | Hız Kontrol Cihazı-Filtreli, Frenleme Modüllü, 3kW 12,5A Trifaze 230V (FS1) | Drive | 1704 | 1 | https://datasheet.eaton.com/datasheet.php?model=9701-1001-00P&locale=en_GB
| DG1-32012FB-C21C | Y7-9701-2002-00P | 9701-2002-00P | Hız Kontrol Cihazı-Filtreli, Frenleme Modüllü, 3,7kW 17,5A Trifaze 230V (FS2) | Drive | 1978 | 1 | https://datasheet.eaton.com/datasheet.php?model=9701-2002-00P&locale=en_GB
| DG1-32017FB-C21C | Y7-9701-2004-00P | 9701-2004-00P | Hız Kontrol Cihazı-Filtreli, Frenleme Modüllü, 5,5kW 25A Trifaze 230V (FS2) | Drive | 2209 | 1 | https://datasheet.eaton.com/datasheet.php?model=9701-2004-00P&locale=en_GB
| DG1-32025FB-C21C | Y7-9701-2001-00P | 9701-2001-00P | Hız Kontrol Cihazı-Filtreli, Frenleme Modüllü, 7,5kW 31A Trifaze 230V (FS2) | Drive | 2652 | 1 | https://datasheet.eaton.com/datasheet.php?model=9701-2001-00P&locale=en_GB
| DG1-32031FB-C21C | Y7-9701-3002-00P | 9701-3002-00P | Hız Kontrol Cihazı-Filtreli, Frenleme Modüllü, 11kW 48A Trifaze 230V (FS3) | Drive | 3256 | 1 | https://datasheet.eaton.com/datasheet.php?model=9701-3002-00P&locale=en_GB
| DG1-32048FB-C21C | Y7-9701-3001-00P | 9701-3001-00P | Hız Kontrol Cihazı-Filtreli, Frenleme Modüllü, 15kW 61A Trifaze 230V (FS3) | Drive | 3773 | 1 | https://datasheet.eaton.com/datasheet.php?model=9701-3001-00P&locale=en_GB
| DG1-32061FB-C21C | Y7-9701-4002-00P | 9701-4002-00P | Hız Kontrol Cihazı-Filtreli, Frenleme Modüllü, 18,5kW 75A Trifaze 230V (FS4) | Drive | 5164 | 1 | https://datasheet.eaton.com/datasheet.php?model=9701-4002-00P&locale=en_GB
| DG1-32075FB-C21C | Y7-9701-4006-00P | 9701-4006-00P | Hız Kontrol Cihazı-Filtreli, Frenleme Modüllü, 22kW 88A Trifaze 230V (FS4) | Drive | 6968 | 1 | https://datasheet.eaton.com/datasheet.php?model=9701-4006-00P&locale=en_GB
| DG1-32088FB-C21C | Y7-9701-4010-00P | 9701-4010-00P | Hız Kontrol Cihazı-Filtreli, Frenleme Modüllü, 30kW 114A Trifaze 230V (FS4) | Drive | 7989 | 1 | https://datasheet.eaton.com/datasheet.php?model=9701-4010-00P&locale=en_GB
| DG1-32114FB-C21C | Y7-9701-5002-00P | 9701-5002-00P | Hız Kontrol Cihazı-Filtreli, Frenleme Modüllü, 37kW 143A Trifaze 230V (FS5) | Drive | 9011 | 1 | https://datasheet.eaton.com/datasheet.php?model=9701-5002-00P&locale=en_GB
| DG1-32143FB-C21C | Y7-9701-5006-00P | 9701-5006-00P | Hız Kontrol Cihazı-Filtreli, Frenleme Modüllü, 45kW 170A Trifaze 230V (FS5) | Drive | 11431 | 1 | https://datasheet.eaton.com/datasheet.php?model=9701-5006-00P&locale=en_GB
| DG1-32170FB-C21C | Y7-9701-5010-00P | 9701-5010-00P | Hız Kontrol Cihazı-Filtreli, Frenleme Modüllü, 55kW 211A Trifaze 230V (FS5) | Drive | 12292 | 1 | https://datasheet.eaton.com/datasheet.php?model=9701-5010-00P&locale=en_GB
| DG1-32061FN-C21C | Y7-9701-4004-00P | 9701-4004-00P | Hız Kontrol Cihazı-Filtreli, 18,5kW 75A Trifaze 230V (FS4) | Drive | 5350 | 1 | https://datasheet.eaton.com/datasheet.php?model=9701-4004-00P&locale=en_GB
| DG1-32075FN-C21C | Y7-9701-4008-00P | 9701-4008-00P | Hız Kontrol Cihazı-Filtreli, 22kW 88A Trifaze 230V (FS4) | Drive | 7152 | 1 | https://datasheet.eaton.com/datasheet.php?model=9701-4008-00P&locale=en_GB
| DG1-32088FN-C21C | Y7-9701-4001-00P | 9701-4001-00P | Hız Kontrol Cihazı-Filtreli, 30kW 114A Trifaze 230V (FS4) | Drive | 8173 | 1 | https://datasheet.eaton.com/datasheet.php?model=9701-4001-00P&locale=en_GB
| DG1-32114FN-C21C | Y7-9701-5004-00P | 9701-5004-00P | Hız Kontrol Cihazı-Filtreli, 37kW 143A Trifaze 230V (FS5) | Drive | 9487 | 1 | https://datasheet.eaton.com/datasheet.php?model=9701-5004-00P&locale=en_GB
| DG1-32143FN-C21C | Y7-9701-5008-00P | 9701-5008-00P | Hız Kontrol Cihazı-Filtreli, 45kW 170A Trifaze 230V (FS5) | Drive | 11907 | 1 | https://datasheet.eaton.com/datasheet.php?model=9701-5008-00P&locale=en_GB
| DG1-32170FN-C21C | Y7-9701-5001-00P | 9701-5001-00P | Hız Kontrol Cihazı-Filtreli, 55kW 211A Trifaze 230V (FS5) | Drive | 12771 | 1 | https://datasheet.eaton.com/datasheet.php?model=9701-5001-00P&locale=en_GB
| DG1-323D7FB-C54C | Y7-9701-1101-00P | 9701-1101-00P | Hız Kontrol Cihazı-Filtreli, Frenleme Modüllü, IP54, 0,75kW 4,8A Trifaze 230V (FS1) | Drive | 1576 | 1 | https://datasheet.eaton.com/datasheet.php?model=9701-1101-00P&locale=en_GB
| DG1-324D8FB-C54C | Y7-9701-1103-00P | 9701-1103-00P | Hız Kontrol Cihazı-Filtreli, Frenleme Modüllü, IP54, 1,1kW 6,6A Trifaze 230V (FS1) | Drive | 1604 | 1 | https://datasheet.eaton.com/datasheet.php?model=9701-1103-00P&locale=en_GB
| DG1-326D6FB-C54C | Y7-9701-1105-00P | 9701-1105-00P | Hız Kontrol Cihazı-Filtreli, Frenleme Modüllü, IP54, 1,5kW 7,8A Trifaze 230V (FS1) | Drive | 1732 | 1 | https://datasheet.eaton.com/datasheet.php?model=9701-1105-00P&locale=en_GB
| DG1-327D8FB-C54C | Y7-9701-1107-00P | 9701-1107-00P | Hız Kontrol Cihazı-Filtreli, Frenleme Modüllü, IP54, 2,2kW 11A Trifaze 230V (FS1) | Drive | 1812 | 1 | https://datasheet.eaton.com/datasheet.php?model=9701-1107-00P&locale=en_GB
| DG1-32011FB-C54C | Y7-9701-1109-00P | 9701-1109-00P | Hız Kontrol Cihazı-Filtreli, Frenleme Modüllü, IP54, 3kW 12,5A Trifaze 230V (FS1) | Drive | 1875 | 1 | https://datasheet.eaton.com/datasheet.php?model=9701-1109-00P&locale=en_GB
| DG1-32012FB-C54C | Y7-9701-2101-00P | 9701-2101-00P | Hız Kontrol Cihazı-Filtreli, Frenleme Modüllü, IP54, 3,7kW 17,5A Trifaze 230V (FS2) | Drive | 2175 | 1 | https://datasheet.eaton.com/datasheet.php?model=9701-2101-00P&locale=en_GB
| DG1-32017FB-C54C | Y7-9701-2103-00P | 9701-2103-00P | Hız Kontrol Cihazı-Filtreli, Frenleme Modüllü, IP54, 5,5kW 25A Trifaze 230V (FS2) | Drive | 2432 | 1 | https://datasheet.eaton.com/datasheet.php?model=9701-2103-00P&locale=en_GB
| DG1-32025FB-C54C | Y7-9701-2105-00P | 9701-2105-00P | Hız Kontrol Cihazı-Filtreli, Frenleme Modüllü, IP54, 7,5kW 31A Trifaze 230V (FS2) | Drive | 2918 | 1 | https://datasheet.eaton.com/datasheet.php?model=9701-2105-00P&locale=en_GB
| DG1-32031FB-C54C | Y7-9701-3101-00P | 9701-3101-00P | Hız Kontrol Cihazı-Filtreli, Frenleme Modüllü, IP54, 11kW 48A Trifaze 230V (FS3) | Drive | 3581 | 1 | https://datasheet.eaton.com/datasheet.php?model=9701-3101-00P&locale=en_GB
| DG1-32048FB-C54C | Y7-9701-3103-00P | 9701-3103-00P | Hız Kontrol Cihazı-Filtreli, Frenleme Modüllü, IP54, 15kW 61A Trifaze 230V (FS3) | Drive | 4148 | 1 | https://datasheet.eaton.com/datasheet.php?model=9701-3103-00P&locale=en_GB
| DG1-32061FB-C54C | Y7-9701-4101-00P | 9701-4101-00P | Hız Kontrol Cihazı-Filtreli, Frenleme Modüllü, IP54, 18,5kW 75A Trifaze 230V (FS4) | Drive | 5683 | 1 | https://datasheet.eaton.com/datasheet.php?model=9701-4101-00P&locale=en_GB
| DG1-32075FB-C54C | Y7-9701-4105-00P | 9701-4105-00P | Hız Kontrol Cihazı-Filtreli, Frenleme Modüllü, IP54, 22kW 88A Trifaze 230V (FS4) | Drive | 7666 | 1 | https://datasheet.eaton.com/datasheet.php?model=9701-4105-00P&locale=en_GB
| DG1-32088FB-C54C | Y7-9701-4109-00P | 9701-4109-00P | Hız Kontrol Cihazı-Filtreli, Frenleme Modüllü, IP54, 30kW 114A Trifaze 230V (FS4) | Drive | 8790 | 1 | https://datasheet.eaton.com/datasheet.php?model=9701-4109-00P&locale=en_GB
| DG1-32114FB-C54C | Y7-9701-5101-00P | 9701-5101-00P | Hız Kontrol Cihazı-Filtreli, Frenleme Modüllü, IP54, 37kW 143A Trifaze 230V (FS5) | Drive | 9911 | 1 | https://datasheet.eaton.com/datasheet.php?model=9701-5101-00P&locale=en_GB
| DG1-32143FB-C54C | Y7-9701-5105-00P | 9701-5105-00P | Hız Kontrol Cihazı-Filtreli, Frenleme Modüllü, IP54, 45kW 170A Trifaze 230V (FS5) | Drive | 12575 | 1 | https://datasheet.eaton.com/datasheet.php?model=9701-5105-00P&locale=en_GB
| DG1-32170FB-C54C | Y7-9701-5109-00P | 9701-5109-00P | Hız Kontrol Cihazı-Filtreli, Frenleme Modüllü, IP54, 55kW 211A Trifaze 230V (FS5) | Drive | 13521 | 1 | https://datasheet.eaton.com/datasheet.php?model=9701-5109-00P&locale=en_GB
| DG1-32061FN-C54C | Y7-9701-4103-00P | 9701-4103-00P | Hız Kontrol Cihazı-Filtreli, IP54, 18,5kW 75A Trifaze 230V (FS4) | Drive | 5884 | 1 | https://datasheet.eaton.com/datasheet.php?model=9701-4103-00P&locale=en_GB
| DG1-32075FN-C54C | Y7-9701-4107-00P | 9701-4107-00P | Hız Kontrol Cihazı-Filtreli, IP54, 22kW 88A Trifaze 230V (FS4) | Drive | 7867 | 1 | https://datasheet.eaton.com/datasheet.php?model=9701-4107-00P&locale=en_GB
| DG1-32088FN-C54C | Y7-9701-4111-00P | 9701-4111-00P | Hız Kontrol Cihazı-Filtreli, IP54, 30kW 114A Trifaze 230V (FS4) | Drive | 8990 | 1 | https://datasheet.eaton.com/datasheet.php?model=9701-4111-00P&locale=en_GB
| DG1-32114FN-C54C | Y7-9701-5103-00P | 9701-5103-00P | Hız Kontrol Cihazı-Filtreli, IP54, 37kW 143A Trifaze 230V (FS5) | Drive | 10437 | 1 | https://datasheet.eaton.com/datasheet.php?model=9701-5103-00P&locale=en_GB
| DG1-32143FN-C54C | Y7-9701-5107-00P | 9701-5107-00P | Hız Kontrol Cihazı-Filtreli, IP54, 45kW 170A Trifaze 230V (FS5) | Drive | 13099 | 1 | https://datasheet.eaton.com/datasheet.php?model=9701-5107-00P&locale=en_GB
| DG1-32170FN-C54C | Y7-9701-5111-00P | 9701-5111-00P | Hız Kontrol Cihazı-Filtreli, IP54, 55kW 211A Trifaze 230V (FS5) | Drive | 14047 | 1 | https://datasheet.eaton.com/datasheet.php?model=9701-5111-00P&locale=en_GB
| DXG-NET-PROFIBUS | Y7-744-A2617-00P | 744-A2617-00P | Haberleşme Arayüzü - Profibus DP (DG1 için) | Drive | 344 | 1 | https://datasheet.eaton.com/datasheet.php?model=744-A2617-00P&locale=en_GB
| DXG-MNT-PROFIBUS | Y7-744-A2618-00P | 744-A2618-00P | Haberleşme Arayüzü - Profibus DP - DB9 Tip Konnektör (DG1 için) | Drive | 22.89 | 1 | https://datasheet.eaton.com/datasheet.php?model=744-A2618-00P&locale=en_GB
| DXG-NET-CANOPEN | Y7-744-F0116-00P | 744-F0116-00P | Haberleşme Arayüzü - CANopen | Drive | 143 | 1 | https://datasheet.eaton.com/datasheet.php?model=744-F0116-00P&locale=en_GB
| DXG-NET-PROFINET | Y7-400003 | 400003 | Haberleşme Arayüzü - PROFINET | Drive | 343.1 | 1 | https://datasheet.eaton.com/datasheet.php?model=400003&locale=en_GB
| DXG-NET-SWD-IP20 | Y7-744-F0190-00P | 744-F0190-00P | Haberleşme Arayüzü - SmartWire-DT | Drive | 158.8 | 1 | https://datasheet.eaton.com/datasheet.php?model=744-F0190-00P&locale=en_GB
| DXG-NET-SWD-IP54 | Y7-744-F0191-00P | 744-F0191-00P | Haberleşme Arayüzü - SmartWire-DT | Drive | 231.5 | 1 | https://datasheet.eaton.com/datasheet.php?model=744-F0191-00P&locale=en_GB
| DXG-EXT-THER1 | Y7-744-A2615-00P | 744-A2615-00P | I/O Kartı - 3xPT100 Giriş (DG1 için) | Drive | 174.1 | 1 | https://datasheet.eaton.com/datasheet.php?model=744-A2615-00P&locale=en_GB
| DXG-EXT-3RO | Y7-744-A2614-00P | 744-A2614-00P | I/O Kartı - 3RO (DG1 için) | Drive | 111.6 | 1 | https://datasheet.eaton.com/datasheet.php?model=744-A2614-00P&locale=en_GB
| DXG-EXT-3DI3DO1T | Y7-744-A2612-00P | 744-A2612-00P | I/O Kartı - 3DI,3DO,1 Termistör (DG1 için) | Drive | 155.9 | 1 | https://datasheet.eaton.com/datasheet.php?model=744-A2612-00P&locale=en_GB
| DXG-EXT-1AI2AO | Y7-744-A2613-00P | 744-A2613-00P | I/O Kartı - 1AI,2AO (DG1 için) | Drive | 199.1 | 1 | https://datasheet.eaton.com/datasheet.php?model=744-A2613-00P&locale=en_GB
| DXG-EXT-6DI | Y7-744-A2616-00P | 744-A2616-00P | I/O Kartı - 6DI-240VAC (DG1 için) | Drive | 115.5 | 1 | https://datasheet.eaton.com/datasheet.php?model=744-A2616-00P&locale=en_GB
| DXG-KEY-HOLDER | Y7-730-32032-00P | 730-32032-00P | Taşınabilir Keypad için Pano Kapağına Montaj Aparatı (DG1, DM1 için) | Drive | 27.14 | 1 | https://datasheet.eaton.com/datasheet.php?model=730-32032-00P&locale=en_GB
| DXG-KEY-RMTKIT | Y7-730-32033-00P | 730-32033-00P | Taşınabilir Keypad Montaj Kiti (3m kablo dahil) | Drive | 57.6 | 1 | https://datasheet.eaton.com/datasheet.php?model=730-32033-00P&locale=en_GB
| DXG-KEY-N12PLUG | Y7-730-32038-00P | 730-32038-00P | IP54 Cihazların Boş Keypad Yuvası için Koruma Kapağı | Drive | 8.77 | 1 | https://datasheet.eaton.com/datasheet.php?model=730-32038-00P&locale=en_GB
| DXG-KEY-LCD | Y7-730-32047-00P | 730-32047-00P | Taşınabilir Keypad (DG1, DM1 için) | Drive | 108.4 | 1 | https://datasheet.eaton.com/datasheet.php?model=730-32047-00P&locale=en_GB
| DXG-CBL-1M0 | Y7-730-32034-00P | 730-32034-00P | Taşınabilir Keypad Kablosu - 1m (DG1, DM1 için) | Drive | 11.7 | 1 | https://datasheet.eaton.com/datasheet.php?model=730-32034-00P&locale=en_GB
| DXG-CBL-3M0 | Y7-730-32035-00P | 730-32035-00P | Taşınabilir Keypad Kablosu - 3m (DG1, DM1 için) | Drive | 20.75 | 1 | https://datasheet.eaton.com/datasheet.php?model=730-32035-00P&locale=en_GB
| DXG-CBL-PCCABLE | Y7-730-32037-00P | 730-32037-00P | PC Haberleşme Kablosu, USB-RJ45 | Drive | 117.9 | 1 | https://datasheet.eaton.com/datasheet.php?model=730-32037-00P&locale=en_GB
| DXG-ACC-RTBATT | Y7-730-32039-00P | 730-32039-00P | Gerçek Zaman Saati için Pil | Drive | 21.16 | 1 | https://datasheet.eaton.com/datasheet.php?model=730-32039-00P&locale=en_GB
| DXG-ACC-FR1N12FK | Y7-730-32022-00P | 730-32022-00P | Flanş Kiti (DG1 tip 12 / IP54, FS1) | Drive | 76.3 | 1 | https://datasheet.eaton.com/datasheet.php?model=730-32022-00P&locale=en_GB
| DXG-ACC-FR2N12FK | Y7-730-32023-00P | 730-32023-00P | Flanş Kiti (DG1 tip 12 / IP54, FS2) | Drive | 87.3 | 1 | https://datasheet.eaton.com/datasheet.php?model=730-32023-00P&locale=en_GB
| DXG-ACC-FR3N12FK | Y7-730-32024-00P | 730-32024-00P | Flanş Kiti (DG1 tip 12 / IP54, FS3) | Drive | 92.4 | 1 | https://datasheet.eaton.com/datasheet.php?model=730-32024-00P&locale=en_GB
| DXG-ACC-FR4N12FK | Y7-730-32025-00P | 730-32025-00P | Flanş Kiti (DG1 tip 12 / IP54, FS4) | Drive | 93.7 | 1 | https://datasheet.eaton.com/datasheet.php?model=730-32025-00P&locale=en_GB
| DXG-ACC-FR5N12FK | Y7-730-32026-00P | 730-32026-00P | Flanş Kiti (DG1 tip 12 / IP54, FS5) | Drive | 128.3 | 1 | https://datasheet.eaton.com/datasheet.php?model=730-32026-00P&locale=en_GB
| DXG-ACC-4FR1N12KIT | Y7-730-32029-00P | 730-32029-00P | Kasa Kapağı (DG1-34... FS1, 400/480V için fan ile birlikte) IP54/NEMA 12 | Drive | 89.9 | 1 | https://datasheet.eaton.com/datasheet.php?model=730-32029-00P&locale=en_GB
| DXG-ACC-2FR1N12KIT | Y7-744-A2815-00P | 744-A2815-00P | Kasa Kapağı (DG1-32... FS1, 230V için fan ile birlikte) IP54/NEMA 12 | Drive | 52.9 | 1 | https://datasheet.eaton.com/datasheet.php?model=744-A2815-00P&locale=en_GB
| DXG-ACC-FR2N12KIT | Y7-730-32030-00P | 730-32030-00P | Kasa Kapağı (DG1... FS2 için fan ile birlikte) IP54/NEMA 12 | Drive | 93.4 | 1 | https://datasheet.eaton.com/datasheet.php?model=730-32030-00P&locale=en_GB
| DXG-SPR-FR1FAN | Y7-730-32017-00P | 730-32017-00P | Fan Kiti (DG1, FS1) | Drive | 88.2 | 1 | https://datasheet.eaton.com/datasheet.php?model=730-32017-00P&locale=en_GB
| DXG-SPR-FR2FAN | Y7-730-32018-00P | 730-32018-00P | Fan Kiti (DG1, FS2) | Drive | 159 | 1 | https://datasheet.eaton.com/datasheet.php?model=730-32018-00P&locale=en_GB
| DXG-SPR-FR3FAN | Y7-730-32019-00P | 730-32019-00P | Fan Kiti (DG1, FS3) | Drive | 151.5 | 1 | https://datasheet.eaton.com/datasheet.php?model=730-32019-00P&locale=en_GB
| DXG-SPR-FR4FAN | Y7-730-32020-00P | 730-32020-00P | Fan Kiti (DG1, FS4) | Drive | 164.8 | 1 | https://datasheet.eaton.com/datasheet.php?model=730-32020-00P&locale=en_GB
| DXG-SPR-FR5FAN | Y7-730-32021-00P | 730-32021-00P | Fan Kiti (DG1, FS5) | Drive | 334.2 | 1 | https://datasheet.eaton.com/datasheet.php?model=730-32021-00P&locale=en_GB
| DXG-SPR-FR6FAN | Y7-744-A3812-00P | 744-A3812-00P | Fan Kiti (DG1, FS6) | Drive | 469.3 | 1 | https://datasheet.eaton.com/datasheet.php?model=744-A3812-00P&locale=en_GB
| SPX001A1-4A1B1 | Y7-125203 | 125203 | Hız Kontrol Cihazı-Vektör 0,75kW 2,2A 400V (FS4) | Drive | 1825 | 1 | https://datasheet.eaton.com/datasheet.php?model=125203&locale=en_GB
| SPXF15A1-4A1B1 | Y7-125675 | 125675 | Hız Kontrol Cihazı-Vektör 1,1kW 3,3A 400V (FS4) | Drive | 1867 | 1 | https://datasheet.eaton.com/datasheet.php?model=125675&locale=en_GB
| SPX002A1-4A1B1 | Y7-125657 | 125657 | Hız Kontrol Cihazı-Vektör 1,5kW 4,3A 400V (FS4) | Drive | 1915 | 1 | https://datasheet.eaton.com/datasheet.php?model=125657&locale=en_GB
| SPX003A1-4A1B1 | Y7-125658 | 125658 | Hız Kontrol Cihazı-Vektör 2,2kW 5,6A 400V (FS4) | Drive | 1991 | 1 | https://datasheet.eaton.com/datasheet.php?model=125658&locale=en_GB
| SPX005A1-4A1B1 | Y7-125659 | 125659 | Hız Kontrol Cihazı-Vektör 3kW 7,6A 400V (FS4) | Drive | 2071 | 1 | https://datasheet.eaton.com/datasheet.php?model=125659&locale=en_GB
| SPX006A1-4A1B1 | Y7-125249 | 125249 | Hız Kontrol Cihazı-Vektör 4kW 9A 400V (FS4) | Drive | 2264 | 1 | https://datasheet.eaton.com/datasheet.php?model=125249&locale=en_GB
| SPX007A1-4A1B1 | Y7-125660 | 125660 | Hız Kontrol Cihazı-Vektör 5,5kW 12A 400V (FS5) | Drive | 2640 | 1 | https://datasheet.eaton.com/datasheet.php?model=125660&locale=en_GB
| SPX010A1-4A1B1 | Y7-125661 | 125661 | Hız Kontrol Cihazı-Vektör 7,5kW 16A 400V (FS5) | Drive | 3158 | 1 | https://datasheet.eaton.com/datasheet.php?model=125661&locale=en_GB
| SPX015A1-4A1B1 | Y7-125663 | 125663 | Hız Kontrol Cihazı-Vektör 11kW 23A 400V (FS5) | Drive | 3724 | 1 | https://datasheet.eaton.com/datasheet.php?model=125663&locale=en_GB
| SPX020A1-4A1B1 | Y7-125665 | 125665 | Hız Kontrol Cihazı-Vektör 15kW 31A 400V (FS6) | Drive | 4504 | 1 | https://datasheet.eaton.com/datasheet.php?model=125665&locale=en_GB
| SPX025A1-4A1B1 | Y7-125666 | 125666 | Hız Kontrol Cihazı-Vektör 18,5kW 38A 400V (FS6) | Drive | 5053 | 1 | https://datasheet.eaton.com/datasheet.php?model=125666&locale=en_GB
| SPX030A1-4A1B1 | Y7-125667 | 125667 | Hız Kontrol Cihazı-Vektör 22kW 46A 400V (FS6) | Drive | 5775 | 1 | https://datasheet.eaton.com/datasheet.php?model=125667&locale=en_GB
| SPX040A1-4A1N1 | Y7-125319 | 125319 | Hız Kontrol Cihazı-Vektör 30kW 61A 400V (FS7) | Drive | 7048 | 1 | https://datasheet.eaton.com/datasheet.php?model=125319&locale=en_GB
| SPX050A1-4A1N1 | Y7-125331 | 125331 | Hız Kontrol Cihazı-Vektör 37kW 72A 400V (FS7) | Drive | 8455 | 1 | https://datasheet.eaton.com/datasheet.php?model=125331&locale=en_GB
| SPX060A1-4A1N1 | Y7-125668 | 125668 | Hız Kontrol Cihazı-Vektör 45kW 87A 400V (FS7) | Drive | 9685 | 1 | https://datasheet.eaton.com/datasheet.php?model=125668&locale=en_GB
| SPX075A1-4A1N1 | Y7-125354 | 125354 | Hız Kontrol Cihazı-Vektör 55kW 105A 400V (FS8) | Drive | 11407 | 1 | https://datasheet.eaton.com/datasheet.php?model=125354&locale=en_GB
| SPX100A1-4A1N1 | Y7-125365 | 125365 | Hız Kontrol Cihazı-Vektör 75kW 140A 400V (FS8) | Drive | 13305 | 1 | https://datasheet.eaton.com/datasheet.php?model=125365&locale=en_GB
| SPX125A1-4A1N1 | Y7-125669 | 125669 | Hız Kontrol Cihazı-Vektör 90kW 170A 400V (FS8) | Drive | 15790 | 1 | https://datasheet.eaton.com/datasheet.php?model=125669&locale=en_GB
| SPX150A1-4A1N1 | Y7-125381 | 125381 | Hız Kontrol Cihazı-Vektör 110kW 205A 400V (FS9) | Drive | 18977 | 1 | https://datasheet.eaton.com/datasheet.php?model=125381&locale=en_GB
| SPX200A1-4A1N1 | Y7-125670 | 125670 | Hız Kontrol Cihazı-Vektör 132kW 261A 400V (FS9) | Drive | 21916 | 1 | https://datasheet.eaton.com/datasheet.php?model=125670&locale=en_GB
| SPX250A0-4A2N1 | Y7-125402 | 125402 | Hız Kontrol Cihazı-Vektör 160kW 300A 400V (FS10) | Drive | 28636 | 1 | https://datasheet.eaton.com/datasheet.php?model=125402&locale=en_GB
| SPX300A0-4A2N1 | Y7-125412 | 125412 | Hız Kontrol Cihazı-Vektör 200 kW 385A 400V (FS10) | Drive | 32246 | 1 | https://datasheet.eaton.com/datasheet.php?model=125412&locale=en_GB
| SPX350A0-4A2N1 | Y7-125711 | 125711 | Hız Kontrol Cihazı-Vektör 250 kW 460A 400V (FS10) | Drive | 35856 | 1 | https://datasheet.eaton.com/datasheet.php?model=125711&locale=en_GB
| SPX500A0-4A2N1 | Y7-125440 | 125440 | Hız Kontrol Cihazı-Vektör 315 kW 590A 400V (FS11) | Drive | 60378 | 1 | https://datasheet.eaton.com/datasheet.php?model=125440&locale=en_GB
| SPX550A0-4A2N1 | Y7-125674 | 125674 | Hız Kontrol Cihazı-Vektör 355 kW 650A 400V (FS11) | Drive | 66397 | 1 | https://datasheet.eaton.com/datasheet.php?model=125674&locale=en_GB
| SPX600A0-4A2N1 | Y7-125453 | 125453 | Hız Kontrol Cihazı-Vektör 400 kW 730A 400V (FS12) | Drive | 74349 | 1 | https://datasheet.eaton.com/datasheet.php?model=125453&locale=en_GB
| SPX650A0-4A2N1 | Y7-125457 | 125457 | Hız Kontrol Cihazı-Vektör 450 kW 820A 400V (FS12) | Drive | 79234 | 1 | https://datasheet.eaton.com/datasheet.php?model=125457&locale=en_GB
| SPX700A0-4A2N1 | Y7-125459 | 125459 | Hız Kontrol Cihazı-Vektör 500 kW 920A 400V (FS12) | Drive | 84515 | 1 | https://datasheet.eaton.com/datasheet.php?model=125459&locale=en_GB
| SPX800A0-4A2N1 | Y7-125463 | 125463 | Hız Kontrol Cihazı-Vektör 560 kW 1030A 400V (FS13) | Drive | 104850 | 1 | https://datasheet.eaton.com/datasheet.php?model=125463&locale=en_GB
| SPXH10A0-4A2N1 | Y7-125482 | 125482 | Hız Kontrol Cihazı-Vektör 710 kW 1300A 400V (FS13) | Drive | 136543 | 1 | https://datasheet.eaton.com/datasheet.php?model=125482&locale=en_GB
| SPXH12A0-4A2N1 | Y7-125486 | 125486 | Hız Kontrol Cihazı-Vektör 900 kW 1600A 400V (FS14) | Drive | 171642 | 1 | https://datasheet.eaton.com/datasheet.php?model=125486&locale=en_GB
| SPXH16A0-4A2N1 | Y7-125492 | 125492 | Hız Kontrol Cihazı-Vektör 1100 kW 1940A 400V (FS14) | Drive | 212664 | 1 | https://datasheet.eaton.com/datasheet.php?model=125492&locale=en_GB
| SPX300A1-4A4N1 | Y7-125673 | 125673 | Hız Kontrol Cihazı-Vektör 200 kW 385A 400V (FS10) | Drive | 37294 | 1 | https://datasheet.eaton.com/datasheet.php?model=125673&locale=en_GB
| SPX500A0-5A2N1 | Y7-129610 | 129610 | Hız Kontrol Cihazı-Vektör 315 kW 590A 400V (FS11) | Drive | 87329 | 1 | https://datasheet.eaton.com/datasheet.php?model=129610&locale=en_GB
| OPTB2 | Y7-125060 | 125060 | I/O Kartı - 2RO,1 Thermistor (SPX için) | Drive | 217.1 | 1 | https://datasheet.eaton.com/datasheet.php?model=125060&locale=en_GB
| OPTB5 | Y7-125062 | 125062 | I/O Kartı - 3RO (SPX için) | Drive | 246.1 | 1 | https://datasheet.eaton.com/datasheet.php?model=125062&locale=en_GB
| OPTB4 | Y7-125061 | 125061 | I/O Kartı - 1AI,2AO (SPX için) | Drive | 332.1 | 1 | https://datasheet.eaton.com/datasheet.php?model=125061&locale=en_GB
| OPTB1 | Y7-125059 | 125059 | I/O Kartı - 6DI (SPX için) | Drive | 191.1 | 1 | https://datasheet.eaton.com/datasheet.php?model=125059&locale=en_GB
| OPTA9 | Y7-125055 | 125055 | I/O Kartı - 6DI,1DO,2AI,1AO (SPX için) | Drive | 251.1 | 1 | https://datasheet.eaton.com/datasheet.php?model=125055&locale=en_GB
| OPTB9 | Y7-125064 | 125064 | I/O Kartı - 1RO,5DI (SPX için) | Drive | 298.5 | 1 | https://datasheet.eaton.com/datasheet.php?model=125064&locale=en_GB
| OPTA2 | Y7-125049 | 125049 | I/O Kartı - 2RO (SPX için) | Drive | 89.6 | 1 | https://datasheet.eaton.com/datasheet.php?model=125049&locale=en_GB
| OPTB8 | Y7-125063 | 125063 | I/O Kartı - 3Pt100 (SPX için) | Drive | 575 | 1 | https://datasheet.eaton.com/datasheet.php?model=125063&locale=en_GB
| OPTA8 | Y7-125054 | 125054 | I/O Kartı - 6DI,1DO,2AI,1AO (SPX için) | Drive | 325.6 | 1 | https://datasheet.eaton.com/datasheet.php?model=125054&locale=en_GB
| OPTA3 | Y7-125050 | 125050 | I/O Kartı - 2RO, 1 Thermistor (SPX için) | Drive | 125.4 | 1 | https://datasheet.eaton.com/datasheet.php?model=125050&locale=en_GB
| OPTA4 | Y7-125051 | 125051 | I/O Kartı - DI(Encoder RS422) (SPX için) | Drive | 319.2 | 1 | https://datasheet.eaton.com/datasheet.php?model=125051&locale=en_GB
| OPTA5 | Y7-125052 | 125052 | I/O Kartı - DI(Encoder 10...24V) (SPX için) | Drive | 179.9 | 1 | https://datasheet.eaton.com/datasheet.php?model=125052&locale=en_GB
| OPTAE | Y7-125057 | 125057 | I/O Kartı - 3DI(Encoder 10...24V),2DO (SPX için) | Drive | 798 | 1 | https://datasheet.eaton.com/datasheet.php?model=125057&locale=en_GB
| OPTA7 | Y7-125053 | 125053 | I/O Kartı - Double encoder, 6DI, 2DO (SPX için) | Drive | 888 | 1 | https://datasheet.eaton.com/datasheet.php?model=125053&locale=en_GB
| OPTBB | Y7-125065 | 125065 | I/O Kartı - SPI, Absolute encoder (SPX için) | Drive | 381.2 | 1 | https://datasheet.eaton.com/datasheet.php?model=125065&locale=en_GB
| OPTC4 | Y7-125069 | 125069 | Haberleşme Kartı - LonWorks | Drive | 583 | 1 | https://datasheet.eaton.com/datasheet.php?model=125069&locale=en_GB
| OPTCJ | Y7-125076 | 125076 | Haberleşme Kartı - BACnet (RS-485) | Drive | 226.7 | 1 | https://datasheet.eaton.com/datasheet.php?model=125076&locale=en_GB
| OPTD1 | Y7-125077 | 125077 | Adaptör - System Bus adapter (SPX için) | Drive | 376.1 | 1 | https://datasheet.eaton.com/datasheet.php?model=125077&locale=en_GB
| OPTD2 | Y7-125078 | 125078 | Adaptör - System Bus&CAN-bus (SPX için) | Drive | 319.2 | 1 | https://datasheet.eaton.com/datasheet.php?model=125078&locale=en_GB
| OPTD3 | Y7-125079 | 125079 | Adaptör - RS232 adapter card (SPX için) | Drive | 194.3 | 1 | https://datasheet.eaton.com/datasheet.php?model=125079&locale=en_GB
| BRR-0045-HD-5 | Y7-124832 | 124832 | 380-500V Br. Res. 1,8 kW 21Ohm | Drive | 1895 | 1 | https://datasheet.eaton.com/datasheet.php?model=124832&locale=en_GB
| BRR-0045-LD-5 | Y7-124833 | 124833 | 380-500V Br. Res. 0,7 kW 21 Ohm | Drive | 458.8 | 1 | https://datasheet.eaton.com/datasheet.php?model=124833&locale=en_GB
| BRR-0061-HD-5 | Y7-124837 | 124837 | 380-500V Br. Res. 2,7 kW 14Ohm | Drive | 2156 | 1 | https://datasheet.eaton.com/datasheet.php?model=124837&locale=en_GB
| BRR-0061-LD-5 | Y7-124839 | 124839 | 380-500V Br. Res. 1,1 kW 14 Ohm | Drive | 577 | 1 | https://datasheet.eaton.com/datasheet.php?model=124839&locale=en_GB
| BRR-0105-HD-5 | Y7-124842 | 124842 | 380-500V Br. Res. 2,3 kW 6,5 Ohm | Drive | 4936 | 1 | https://datasheet.eaton.com/datasheet.php?model=124842&locale=en_GB
| BRR-0300-HD-5 | Y7-124850 | 124850 | 380-500V Br. Res. 12 kW 3,25Ohm | Drive | 7416 | 1 | https://datasheet.eaton.com/datasheet.php?model=124850&locale=en_GB
| BRR-0520-HD-5 | Y7-124854 | 124854 | 380-500V Br. Res. 27 kW 1,4Ohm | Drive | 19860 | 1 | https://datasheet.eaton.com/datasheet.php?model=124854&locale=en_GB
| BRR-0730-HD-5 | Y7-124858 | 124858 | 380-500V Br. Res. 43 kW 0,9Ohm | Drive | 28624 | 1 | https://datasheet.eaton.com/datasheet.php?model=124858&locale=en_GB
| CHK0261 | Y7-139790 | 139790 | AC INPUT CHOKE CHK0261 | Drive | 2805 | 1 | https://datasheet.eaton.com/datasheet.php?model=139790&locale=en_GB
| CHK0400 | Y7-139791 | 139791 | AC INPUT CHOKE CHK0400 | Drive | 2858 | 1 | https://datasheet.eaton.com/datasheet.php?model=139791&locale=en_GB
| CHK0520 | Y7-139792 | 139792 | AC INPUT CHOKE CHK0520 | Drive | 3734 | 1 | https://datasheet.eaton.com/datasheet.php?model=139792&locale=en_GB
| FER-FGT | Y7-124900 | 124900 | Ferrite ring assembly (6 cores/set) | Drive | 288.9 | 1 | https://datasheet.eaton.com/datasheet.php?model=124900&locale=en_GB
| KEYPAD-BLANK | Y7-139786 | 139786 | 9000X Series Blank Keypad | Drive | 269.3 | 1 | https://datasheet.eaton.com/datasheet.php?model=139786&locale=en_GB
| KEYPAD-LCD | Y7-137253 | 137253 | SLX9000 Series LCD Keypad (Replacement K | Drive | 177.7 | 1 | https://datasheet.eaton.com/datasheet.php?model=137253&locale=en_GB
| KEYPAD-LOC/REM | Y7-139787 | 139787 | 9000X Series L-Remote Keypad (Loc/ Rem B | Drive | 206.7 | 1 | https://datasheet.eaton.com/datasheet.php?model=139787&locale=en_GB
| LCL-0261-5-B0R011T | Y7-141257 | 141257 | 500V IP00 LCL Filter (In: 261 Amp) | Drive | 15712 | 1 | https://datasheet.eaton.com/datasheet.php?model=141257&locale=en_GB
| LCL-0460-5-B0R011T | Y7-141259 | 141259 | 500V IP00 LCL Filter (In: 460 Amp) | Drive | 21260 | 1 | https://datasheet.eaton.com/datasheet.php?model=141259&locale=en_GB
| LCL-1300-5-B0R011T | Y7-141261 | 141261 | 500V IP00 LCL Filter (In: 1300 Amp) | Drive | 45635 | 1 | https://datasheet.eaton.com/datasheet.php?model=141261&locale=en_GB
| OPTA1 | Y7-125048 | 125048 | 6DI1DO2AI(mA/V)1AO(mA/V) | Drive | 168.3 | 1 | https://datasheet.eaton.com/datasheet.php?model=125048&locale=en_GB
| OPTAF | Y7-139789 | 139789 | Protec. against unexp.restart | Drive | 342.2 | 1 | https://datasheet.eaton.com/datasheet.php?model=139789&locale=en_GB
| OPTBC | Y7-125066 | 125066 | RESOLVER, 3x DO (Wide Range) | Drive | 701 | 1 | https://datasheet.eaton.com/datasheet.php?model=125066&locale=en_GB
| OPTCF | Y7-125073 | 125073 | Can/Euromap | Drive | 1035 | 1 | https://datasheet.eaton.com/datasheet.php?model=125073&locale=en_GB
| OPTCG | Y7-125074 | 125074 | S2 PROTOCOL | Drive | 964 | 1 | https://datasheet.eaton.com/datasheet.php?model=125074&locale=en_GB
| OPTD6 | Y7-125080 | 125080 | CAN-Bus (galv. decoupled) | Drive | 262.1 | 1 | https://datasheet.eaton.com/datasheet.php?model=125080&locale=en_GB
| OPTN12FR4 | Y7-129020 | 129020 | IP54 kit FR4,MF4 | Drive | 275.4 | 1 | https://datasheet.eaton.com/datasheet.php?model=129020&locale=en_GB
| OPTN12FR5 | Y7-139775 | 139775 | IP54 kit FR5,MF5 | Drive | 478.1 | 1 | https://datasheet.eaton.com/datasheet.php?model=139775&locale=en_GB
| OPTN12FR6 | Y7-139776 | 139776 | IP54 kit FR6,MF6 | Drive | 577 | 1 | https://datasheet.eaton.com/datasheet.php?model=139776&locale=en_GB
| OPTRMT-KIT | Y7-126868 | 126868 | Remote M-Kit 3m cable_SPX | Drive | 225.1 | 1 | https://datasheet.eaton.com/datasheet.php?model=126868&locale=en_GB
| OPTTHR6 | Y7-139779 | 139779 | Through hole Flange mounting kit IP21 to | Drive | 176.3 | 1 | https://datasheet.eaton.com/datasheet.php?model=139779&locale=en_GB
| PP00102 | Y7-139788 | 139788 | 2m RS232 serial link cable, pin to pin | Drive | 58.1 | 1 | https://datasheet.eaton.com/datasheet.php?model=139788&locale=en_GB
| PP00104 | Y7-137381 | 137381 | 4m RS232 serial link cable, pin to pin | Drive | 85.2 | 1 | https://datasheet.eaton.com/datasheet.php?model=137381&locale=en_GB
| REG-0018-5-0-P | Y7-141264 | 141264 | 500V IP00 LCL Filter (In at Ta 40°C: 18 | Drive | 3087 | 1 | https://datasheet.eaton.com/datasheet.php?model=141264&locale=en_GB
| REG-0048-5-0-P | Y7-141268 | 141268 | 500V IP00 LCL Filter (In at Ta 40°C: 48 | Drive | 5918 | 1 | https://datasheet.eaton.com/datasheet.php?model=141268&locale=en_GB
| REG-0052-6-0-P | Y7-141269 | 141269 | 690V IP00 LCL Filter (In at Ta 40°C: 52 | Drive | 11034 | 1 | https://datasheet.eaton.com/datasheet.php?model=141269&locale=en_GB
| REG-0410-5-0-P | Y7-125807 | 125807 | 500V IP00 LCL Filter (In at Ta 40°C: 410 | Drive | 34350 | 1 | https://datasheet.eaton.com/datasheet.php?model=125807&locale=en_GB
| RFI-0012-5-5 | Y7-125110 | 125110 | Ext RFI-Filter C-Level IP54 (Footprint F | Drive | 1008 | 1 | https://datasheet.eaton.com/datasheet.php?model=125110&locale=en_GB
| RFI-0031-5-5 | Y7-125112 | 125112 | Ext RFI-Filter C-Level IP54 (Footprint F | Drive | 1213 | 1 | https://datasheet.eaton.com/datasheet.php?model=125112&locale=en_GB
| RFI-0061-5-5 | Y7-125114 | 125114 | Ext RFI-Filter C-Level IP54 (Footprint F | Drive | 2060 | 1 | https://datasheet.eaton.com/datasheet.php?model=125114&locale=en_GB
| RFI-0320-5-0 | Y7-125121 | 125121 | 500Vac Ext 3-Phase RFI-Filter IP00, Rate | Drive | 3758 | 1 | https://datasheet.eaton.com/datasheet.php?model=125121&locale=en_GB
| RFI-0400-5-0 | Y7-125122 | 125122 | 500Vac Ext 3-Phase RFI-Filter IP00, Rate | Drive | 3926 | 1 | https://datasheet.eaton.com/datasheet.php?model=125122&locale=en_GB
| RFI-0600-5-0 | Y7-125124 | 125124 | 500Vac Ext 3-Phase RFI-Filter IP00, Rate | Drive | 4593 | 1 | https://datasheet.eaton.com/datasheet.php?model=125124&locale=en_GB
| SIN-0010-5-0-P | Y7-125145 | 125145 | 500V IP00 Sine Wave Filter Minimum switc | Drive | 1605 | 1 | https://datasheet.eaton.com/datasheet.php?model=125145&locale=en_GB
| SIN-0035-6-0-P | Y7-125154 | 125154 | 690V IP00 Sine Wave Filter Minimum switc | Drive | 5163 | 1 | https://datasheet.eaton.com/datasheet.php?model=125154&locale=en_GB
| SIN-0052-6-0-P | Y7-125158 | 125158 | 690V IP00 Sine Wave Filter Minimum switc | Drive | 6742 | 1 | https://datasheet.eaton.com/datasheet.php?model=125158&locale=en_GB
| SIN-0085-6-0-P | Y7-125163 | 125163 | 690V IP00 Sine Wave Filter Minimum switc | Drive | 11034 | 1 | https://datasheet.eaton.com/datasheet.php?model=125163&locale=en_GB
| SPI003A1-4A3N1 | Y7-141198 | 141198 | IP21 SPI9000 DC-Fed Inverter Unit 380V-5 | Drive | 2446 | 1 | https://datasheet.eaton.com/datasheet.php?model=141198&locale=en_GB
| SPI007A1-4A3N1 | Y7-141202 | 141202 | IP21 SPI9000 DC-Fed Inverter Unit 380V-5 | Drive | 2813 | 1 | https://datasheet.eaton.com/datasheet.php?model=141202&locale=en_GB
| SPI009A1-4A3N1 | Y7-141204 | 141204 | IP21 SPI9000 DC-Fed Inverter Unit 380V-5 | Drive | 3110 | 1 | https://datasheet.eaton.com/datasheet.php?model=141204&locale=en_GB
| SPI012A1-4A3N1 | Y7-141206 | 141206 | IP21 SPI9000 DC-Fed Inverter Unit 380V-5 | Drive | 3628 | 1 | https://datasheet.eaton.com/datasheet.php?model=141206&locale=en_GB
| SPI016A1-4A3N1 | Y7-141208 | 141208 | IP21 SPI9000 DC-Fed Inverter Unit 380V-5 | Drive | 4347 | 1 | https://datasheet.eaton.com/datasheet.php?model=141208&locale=en_GB
| SPI023A1-4A3N1 | Y7-141211 | 141211 | IP21 SPI9000 DC-Fed Inverter Unit 380V-5 | Drive | 5048 | 1 | https://datasheet.eaton.com/datasheet.php?model=141211&locale=en_GB
| SPI031A1-4A3N1 | Y7-141213 | 141213 | IP21 SPI9000 DC-Fed Inverter Unit 380V-5 | Drive | 5994 | 1 | https://datasheet.eaton.com/datasheet.php?model=141213&locale=en_GB
| SPI038A1-4A3N1 | Y7-141215 | 141215 | IP21 SPI9000 DC-Fed Inverter Unit 380V-5 | Drive | 6626 | 1 | https://datasheet.eaton.com/datasheet.php?model=141215&locale=en_GB
| SPI061A1-4A3N1 | Y7-141218 | 141218 | IP21 SPI9000 DC-Fed Inverter Unit 380V-5 | Drive | 9441 | 1 | https://datasheet.eaton.com/datasheet.php?model=141218&locale=en_GB
| SPI072A1-4A3N1 | Y7-141220 | 141220 | IP21 SPI9000 DC-Fed Inverter Unit 380V-5 | Drive | 11464 | 1 | https://datasheet.eaton.com/datasheet.php?model=141220&locale=en_GB
| SPI087A1-4A3N1 | Y7-141222 | 141222 | IP21 SPI9000 DC-Fed Inverter Unit 380V-5 | Drive | 13265 | 1 | https://datasheet.eaton.com/datasheet.php?model=141222&locale=en_GB
| SPI170A0-4A3N1 | Y7-141226 | 141226 | IP00 SPI9000 DC-Fed Inverter Unit 380V-5 | Drive | 20264 | 1 | https://datasheet.eaton.com/datasheet.php?model=141226&locale=en_GB
| SPI385A0-4A3N1 | Y7-141231 | 141231 | IP00 SPI9000 DC-Fed Inverter Unit 380V-5 | Drive | 35152 | 1 | https://datasheet.eaton.com/datasheet.php?model=141231&locale=en_GB
| SPI460A0-4A3N1 | Y7-141233 | 141233 | IP00 SPI9000 DC-Fed Inverter Unit 380V-5 | Drive | 39544 | 1 | https://datasheet.eaton.com/datasheet.php?model=141233&locale=en_GB
| SPI520A0-4A3N1 | Y7-141236 | 141236 | IP00 SPI9000 DC-Fed Inverter Unit 380V-5 | Drive | 48385 | 1 | https://datasheet.eaton.com/datasheet.php?model=141236&locale=en_GB
| SPI590A0-4A3N1 | Y7-141237 | 141237 | IP00 SPI9000 DC-Fed Inverter Unit 380V-5 | Drive | 52975 | 1 | https://datasheet.eaton.com/datasheet.php?model=141237&locale=en_GB
| SPI730A0-4A3N1 | Y7-141241 | 141241 | IP00 SPI9000 DC-Fed Inverter Unit 380V-5 | Drive | 67273 | 1 | https://datasheet.eaton.com/datasheet.php?model=141241&locale=en_GB
| SPI820A0-4A3N1 | Y7-141242 | 141242 | IP00 SPI9000 DC-Fed Inverter Unit 380V-5 | Drive | 75124 | 1 | https://datasheet.eaton.com/datasheet.php?model=141242&locale=en_GB
| SPI920A0-4A3N1 | Y7-141244 | 141244 | IP00 SPI9000 DC-Fed Inverter Unit 380V-5 | Drive | 84407 | 1 | https://datasheet.eaton.com/datasheet.php?model=141244&locale=en_GB
| SPIH10A0-4A3N1 | Y7-141246 | 141246 | IP00 SPI9000 DC-Fed Inverter Unit 380V-5 | Drive | 97312 | 1 | https://datasheet.eaton.com/datasheet.php?model=141246&locale=en_GB
| SPIH11A0-4A3N1 | Y7-141248 | 141248 | IP00 SPI9000 DC-Fed Inverter Unit 380V-5 | Drive | 117460 | 1 | https://datasheet.eaton.com/datasheet.php?model=141248&locale=en_GB
| SPIH13A0-4A3N1 | Y7-141249 | 141249 | IP00 SPI9000 DC-Fed Inverter Unit 380V-5 | Drive | 139006 | 1 | https://datasheet.eaton.com/datasheet.php?model=141249&locale=en_GB
| SPIH16A0-4A3N1 | Y7-141252 | 141252 | IP00 SPI9000 DC-Fed Inverter Unit 380V-5 | Drive | 166354 | 1 | https://datasheet.eaton.com/datasheet.php?model=141252&locale=en_GB
| SPIH19A0-4A3N1 | Y7-141253 | 141253 | IP00 SPI9000 DC-Fed Inverter Unit 380V-5 | Drive | 231821 | 1 | https://datasheet.eaton.com/datasheet.php?model=141253&locale=en_GB
| SPIH23A0-4A3N1 | Y7-141255 | 141255 | IP00 SPI9000 DC-Fed Inverter Unit 380V-5 | Drive | 301032 | 1 | https://datasheet.eaton.com/datasheet.php?model=141255&locale=en_GB
| SYS-10M | Y7-125609 | 125609 | Fiber optic cable (pair), 10m (For SPX d | Drive | 275.4 | 1 | https://datasheet.eaton.com/datasheet.php?model=125609&locale=en_GB
| SYS-1M | Y7-125610 | 125610 | Fiber optic cable (pair), 1m (For SPX dr | Drive | 72.1 | 1 | https://datasheet.eaton.com/datasheet.php?model=125610&locale=en_GB
| SYS-2M | Y7-125611 | 125611 | Fiber optic cable (pair), 2m (For SPX dr | Drive | 91.8 | 1 | https://datasheet.eaton.com/datasheet.php?model=125611&locale=en_GB
| SYS-4M | Y7-125612 | 125612 | Fiber optic cable (pair), 4m (For SPX dr | Drive | 161.7 | 1 | https://datasheet.eaton.com/datasheet.php?model=125612&locale=en_GB
| RA-C1-7X4HF | Y7-230860 | 230860 | 500m combi bus cable 7x2.5 halogen free | Drive | 28.15 | 100 | https://datasheet.eaton.com/datasheet.php?model=230860&locale=en_GB
| RA-C1-AM/C3-1M5 | Y7-112625 | 112625 | Connection module + cables 400V + ASI | Drive | 201.5 | 1 | https://datasheet.eaton.com/datasheet.php?model=112625&locale=en_GB
| RA-C1-AM-7 | Y7-290214 | 290214 | Connection module, 7-pole | Drive | 87.5 | 6 | https://datasheet.eaton.com/datasheet.php?model=290214&locale=en_GB
| RA-C1-AZ-4 | Y7-272087 | 272087 | Rapid Link stripping tool 4 mm² cable | Drive | 105.6 | 1 | https://datasheet.eaton.com/datasheet.php?model=272087&locale=en_GB
| RA-C1-COV | Y7-254693 | 254693 | Cover for flat cable link | Drive | 5.33 | 10 | https://datasheet.eaton.com/datasheet.php?model=254693&locale=en_GB
| RA-C1-CUT | Y7-254690 | 254690 | Cutter for flat cable 7x2.5 and 7x4 | Drive | 178.4 | 1 | https://datasheet.eaton.com/datasheet.php?model=254690&locale=en_GB
| RA-C1-DF | Y7-264243 | 264243 | Pass-through ribbon cable | Drive | 13.78 | 10 | https://datasheet.eaton.com/datasheet.php?model=264243&locale=en_GB
| RA-C1-END1 | Y7-290189 | 290189 | End unit for flat cable | Drive | 24 | 10 | https://datasheet.eaton.com/datasheet.php?model=290189&locale=en_GB
| RA-C1-PLF | Y7-290188 | 290188 | Plug outgoer for 400V+24V | Drive | 92.8 | 5 | https://datasheet.eaton.com/datasheet.php?model=290188&locale=en_GB
| RA-C1-PLF1 | Y7-116904 | 116904 | Plug outlet for 400V + ASi | Drive | 92.8 | 1 | https://datasheet.eaton.com/datasheet.php?model=116904&locale=en_GB
| RA-C1-PLM/C3-1M5 | Y7-112624 | 112624 | Outgoing connector + cables 400V + ASI | Drive | 167.1 | 1 | https://datasheet.eaton.com/datasheet.php?model=112624&locale=en_GB
| RA-C1-VM-7 | Y7-264244 | 264244 | Distribution module, 7-pole | Drive | 74.3 | 2 | https://datasheet.eaton.com/datasheet.php?model=264244&locale=en_GB
| RA-C1-VP-AM-2 | Y7-264315 | 264315 | Connection module, 2pole | Drive | 49.63 | 5 | https://datasheet.eaton.com/datasheet.php?model=264315&locale=en_GB
| RA-C1-VP-PLM | Y7-231574 | 231574 | CB1 outgoing plug for 400V+24V | Drive | 45.13 | 5 | https://datasheet.eaton.com/datasheet.php?model=231574&locale=en_GB
| RA-C2-S1-4 | Y7-257830 | 257830 | Link,one-way f.round conductors 2.5/4mm2 | Drive | 131.7 | 1 | https://datasheet.eaton.com/datasheet.php?model=257830&locale=en_GB
| RA-C3/C1-1,5HF | Y7-290210 | 290210 | Power incoming cable 1,5m for RA-../C3 | Drive | 190.7 | 1 | https://datasheet.eaton.com/datasheet.php?model=290210&locale=en_GB
| RA-C3/C2-1,5HF | Y7-290211 | 290211 | Power incoming cable 1,5m for RA-../C3 | Drive | 97.1 | 1 | https://datasheet.eaton.com/datasheet.php?model=290211&locale=en_GB
| RA-C3-PLF | Y7-290423 | 290423 | Rapid Link power socket round cable | Drive | 62.9 | 1 | https://datasheet.eaton.com/datasheet.php?model=290423&locale=en_GB
| RA-C4-PB65 | Y7-116905 | 116905 | FieldPower Box IP65 | Drive | 124.6 | 1 | https://datasheet.eaton.com/datasheet.php?model=116905&locale=en_GB
| RA-C4-PPB/C3-1M5 | Y7-116962 | 116962 | Power supply 1,5m for RA-../C3A | Drive | 98.9 | 1 | https://datasheet.eaton.com/datasheet.php?model=116962&locale=en_GB
| RA-C4-X/C3-1M5 | Y7-116961 | 116961 | Power supply 1,5m for RA-../C3A | Drive | 72 | 1 | https://datasheet.eaton.com/datasheet.php?model=116961&locale=en_GB
| RAMO-D02AI2S-C320S1 | Y7-171776 | 171776 |  | Drive | 1177 | 1 | https://datasheet.eaton.com/datasheet.php?model=171776&locale=en_GB
| RAMO-DA2AI1S-C320S1 | Y7-164321 | 164321 | Rapid Link DOL starter up to 6.6 A | Drive | 1268 | 1 | https://datasheet.eaton.com/datasheet.php?model=164321&locale=en_GB
| RAMO-W02AI2S-C320S1 | Y7-171777 | 171777 |  | Drive | 1443 | 1 | https://datasheet.eaton.com/datasheet.php?model=171777&locale=en_GB
| RAMO5-W212A32-5120S1 | Y7-198540 | 198540 |  | Drive | 1140 | 1 | https://datasheet.eaton.com/datasheet.php?model=198540&locale=en_GB
| RASP-200AI1S0-C320S1 | Y7-150168 | 150168 | Rapid Link speed controller up to 2.4 A | Drive | 2286 | 1 | https://datasheet.eaton.com/datasheet.php?model=150168&locale=en_GB
| RASP-202AI1S0-C320S1 | Y7-150176 | 150176 | Rapid Link speed controller up to 2.4 A | Drive | 2333 | 1 | https://datasheet.eaton.com/datasheet.php?model=150176&locale=en_GB
| RASP-210AI1S0-C320S1 | Y7-150172 | 150172 | Rapid Link speed controller up to 2.4 A | Drive | 2544 | 1 | https://datasheet.eaton.com/datasheet.php?model=150172&locale=en_GB
| RASP-300AI1S0-C320S1 | Y7-150169 | 150169 | Rapid Link speed controller up to 3.3 A | Drive | 2391 | 1 | https://datasheet.eaton.com/datasheet.php?model=150169&locale=en_GB
| RASP-302AI1S0-C320S1 | Y7-150177 | 150177 | Rapid Link speed controller up to 3.3 A | Drive | 2438 | 1 | https://datasheet.eaton.com/datasheet.php?model=150177&locale=en_GB
| RASP-310AI1S0-C320S1 | Y7-150173 | 150173 | Rapid Link speed controller up to 3.3 A | Drive | 2646 | 1 | https://datasheet.eaton.com/datasheet.php?model=150173&locale=en_GB
| RASP-312AI1S0-C320S1 | Y7-150181 | 150181 | Rapid Link speed controller up to 3.3 A | Drive | 2690 | 1 | https://datasheet.eaton.com/datasheet.php?model=150181&locale=en_GB
| RASP-400AI1S0-C320S1 | Y7-150170 | 150170 | Rapid Link speed controller up to 4.3 A | Drive | 2746 | 1 | https://datasheet.eaton.com/datasheet.php?model=150170&locale=en_GB
| RASP-402AI1S0-C320S1 | Y7-150178 | 150178 | Rapid Link speed controller up to 4.3 A | Drive | 2790 | 1 | https://datasheet.eaton.com/datasheet.php?model=150178&locale=en_GB
| RASP-410AI1S0-C320S1 | Y7-150174 | 150174 | Rapid Link speed controller up to 4.3 A | Drive | 3008 | 1 | https://datasheet.eaton.com/datasheet.php?model=150174&locale=en_GB
| RASP-412AI1S0-C320S1 | Y7-150182 | 150182 | Rapid Link speed controller up to 4.3 A | Drive | 3054 | 1 | https://datasheet.eaton.com/datasheet.php?model=150182&locale=en_GB
| RASP-500AI1SL-C320S1 | Y7-150171 | 150171 | Rapid Link speed controller up to 5.6 A | Drive | 3004 | 1 | https://datasheet.eaton.com/datasheet.php?model=150171&locale=en_GB
| RASP-502AI1SL-C320S1 | Y7-150179 | 150179 | Rapid Link speed controller up to 5.6 A | Drive | 3050 | 1 | https://datasheet.eaton.com/datasheet.php?model=150179&locale=en_GB
| RASP-510AI1SL-C320S1 | Y7-150175 | 150175 | Rapid Link speed controller up to 5.6 A | Drive | 3261 | 1 | https://datasheet.eaton.com/datasheet.php?model=150175&locale=en_GB
| RASP-512AI1SL-C320S1 | Y7-150183 | 150183 | Rapid Link speed controller up to 5.6 A | Drive | 3308 | 1 | https://datasheet.eaton.com/datasheet.php?model=150183&locale=en_GB
| RASP-FAN-S1 | Y7-156643 | 156643 | Rapid Link Fan cover | Drive | 164.3 | 1 | https://datasheet.eaton.com/datasheet.php?model=156643&locale=en_GB
| RASP-KEY-S1 | Y7-156644 | 156644 | Keypad for RASP | Drive | 554 | 1 | https://datasheet.eaton.com/datasheet.php?model=156644&locale=en_GB
| RA-XM12-1M | Y7-272057 | 272057 | Rapid Link M12-Asi extension 1m | Drive | 33.74 | 1 | https://datasheet.eaton.com/datasheet.php?model=272057&locale=en_GB
| RA-XM12-Y | Y7-290424 | 290424 | Rapid Link M12-Y sensor distributor | Drive | 46.71 | 1 | https://datasheet.eaton.com/datasheet.php?model=290424&locale=en_GB
| SET-M-LOCK | Y7-272085 | 272085 | Rapid Link lock shackle motor connector | Drive | 55.5 | 1 | https://datasheet.eaton.com/datasheet.php?model=272085&locale=en_GB
| XMX-CBL-3M4-USB | Y7-153448 | 153448 | USB/RS485 communikation cable | Drive | 186.9 | 1 | https://datasheet.eaton.com/datasheet.php?model=153448&locale=en_GB
| ZB2-100-AZ1 | Y7-82667 | 82667 | M12 AS-INTERFACE link | Drive | 19.29 | 1 | https://datasheet.eaton.com/datasheet.php?model=82667&locale=en_GB
| RASP5-2402A31-5120100S1 | Y7-198546 | 198546 | Rapid Link speed controller up to 2.4 A | Drive | 1096 | 1
| RASP5-4402A31-5120100S1 | Y7-198558 | 198558 | Rapid Link speed controller up to 4.3 A | Drive | 1142 | 1
| RASP5-5402A31-5120100S1 | Y7-198570 | 198570 | Rapid Link speed controller up to 5.6 A | Drive | 1204 | 1
Programlanabilir Kontrol Röleleri ve Grafik Ekranları
| EASY-E4-DC-12TC1 | Y7-197213 | 197213 | Easy-E4 Röle-Ekranlı, 24VDC 8DI / 4DO(T) | Easy | 228.5 | 1 | https://datasheet.eaton.com/datasheet.php?model=197213&locale=en_GB
| EASY-E4-UC-12RC1 | Y7-197211 | 197211 | Easy-E4 Röle-Ekranlı, 12VDC, 24VAC/DC 8DI / 4DO(R) | Easy | 229.1 | 1 | https://datasheet.eaton.com/datasheet.php?model=197211&locale=en_GB
| EASY-E4-AC-12RC1 | Y7-197215 | 197215 | Easy-E4 Röle-Ekranlı, 100-240VAC, 110-220VDC 8DI / 4DO(R) | Easy | 237.3 | 1 | https://datasheet.eaton.com/datasheet.php?model=197215&locale=en_GB
| EASY-E4-DC-12TCX1 | Y7-197214 | 197214 | Easy-E4 Röle-Ekransız, 24VDC 8DI / 4DO(T) | Easy | 189.6 | 1 | https://datasheet.eaton.com/datasheet.php?model=197214&locale=en_GB
| EASY-E4-UC-12RCX1 | Y7-197212 | 197212 | Easy-E4 Röle-Ekransız, 12VDC, 24VAC/DC 8DI / 4DO(R) | Easy | 190.2 | 1 | https://datasheet.eaton.com/datasheet.php?model=197212&locale=en_GB
| EASY-E4-AC-12RCX1 | Y7-197216 | 197216 | Easy-E4 Röle-Ekransız, 100-240VAC, 110-220VDC 8DI / 4DO(R) | Easy | 198.8 | 1 | https://datasheet.eaton.com/datasheet.php?model=197216&locale=en_GB
| EASY-E4-DC-8TE1 | Y7-197219 | 197219 | Easy-E4 Genişleme Modülü, 24VDC 4DI / 4DO(T) | Easy | 83.1 | 1 | https://datasheet.eaton.com/datasheet.php?model=197219&locale=en_GB
| EASY-E4-DC-16TE1 | Y7-197220 | 197220 | Easy-E4 Genişleme Modülü, 24VDC 8DI / 8DO(T) | Easy | 114.7 | 1 | https://datasheet.eaton.com/datasheet.php?model=197220&locale=en_GB
| EASY-E4-UC-8RE1 | Y7-197217 | 197217 | Easy-E4 Genişleme Modülü, 12VDC, 24VAC/DC 4DI / 4DO(R) | Easy | 95.6 | 1 | https://datasheet.eaton.com/datasheet.php?model=197217&locale=en_GB
| EASY-E4-UC-16RE1 | Y7-197218 | 197218 | Easy-E4 Genişleme Modülü, 12VDC, 24VAC/DC 8DI / 8DO(R) | Easy | 124.1 | 1 | https://datasheet.eaton.com/datasheet.php?model=197218&locale=en_GB
| EASY-E4-AC-8RE1 | Y7-197221 | 197221 | Easy-E4 Genişleme Modülü, 100-240VAC, 110-220VDC 4DI / 4DO(R) | Easy | 105.6 | 1 | https://datasheet.eaton.com/datasheet.php?model=197221&locale=en_GB
| EASY-E4-AC-16RE1 | Y7-197222 | 197222 | Easy-E4 Genişleme Modülü, 100-240VAC, 110-220VDC 8DI / 8DO(R) | Easy | 130.4 | 1 | https://datasheet.eaton.com/datasheet.php?model=197222&locale=en_GB
| EASY-E4-DC-6AE1 | Y7-197223 | 197223 | Easy-E4 Genişleme Modülü, 24VDC 4AI / 2AO | Easy | 146.4 | 1 | https://datasheet.eaton.com/datasheet.php?model=197223&locale=en_GB
| EASY-E4-DC-4PE1 | Y7-197224 | 197224 | Easy-E4 Genişleme Modülü, 24VDC 4AI (PT100 / PT1000 / Ni1000) | Easy | 97.2 | 1 | https://datasheet.eaton.com/datasheet.php?model=197224&locale=en_GB
| EASY-BOX-E4-DC-SWD1 | Y7-199509 | 199509 | Easy-E4 Röle-Ekranlı, 24VDC 8DI / 4DO(T), Smartwire-DT | Easy | 412.4 | 1 | https://datasheet.eaton.com/datasheet.php?model=199509&locale=en_GB
| EASY-BOX-E4-UC-SWD1 | Y7-199507 | 199507 | Easy-E4 Röle-Ekranlı, 12VDC, 24VAC/DC 8DI / 4DO(R), Smartwire-DT | Easy | 412.4 | 1 | https://datasheet.eaton.com/datasheet.php?model=199507&locale=en_GB
| EASY-BOX-E4-AC-SWD1 | Y7-199511 | 199511 | Easy-E4 Röle-Ekranlı, 100-240VAC, 110-220VDC 8DI / 4DO(R), Smartwire-DT | Easy | 420.2 | 1 | https://datasheet.eaton.com/datasheet.php?model=199511&locale=en_GB
| EASY-BOX-E4-DCX-SWD1 | Y7-199510 | 199510 | Easy-E4 Röle-Ekransız, 24VDC 8DI / 4DO(T), Smartwire-DT | Easy | 372.3 | 1 | https://datasheet.eaton.com/datasheet.php?model=199510&locale=en_GB
| EASY-BOX-E4-UCX-SWD1 | Y7-199508 | 199508 | Easy-E4 Röle-Ekransız, 12VDC, 24VAC/DC 8DI / 4DO(R), Smartwire-DT | Easy | 373.5 | 1 | https://datasheet.eaton.com/datasheet.php?model=199508&locale=en_GB
| EASY-BOX-E4-ACX-SWD1 | Y7-199512 | 199512 | Easy-E4 Röle-Ekransız, 100-240VAC, 110-220VDC 8DI / 4DO(R), Smartwire-DT | Easy | 381.4 | 1 | https://datasheet.eaton.com/datasheet.php?model=199512&locale=en_GB
| EASY-E4-DC-12TC1P | Y7-197506 | 197506 | Easy-E4 Röle-Ekranlı, 24VDC 8DI / 4DO(T) | Easy | 235.5 | 1 | https://datasheet.eaton.com/datasheet.php?model=197506&locale=en_GB
| EASY-E4-UC-12RC1P | Y7-197504 | 197504 | Easy-E4 Röle-Ekranlı, 12VDC, 24VAC/DC 8DI / 4DO(R) | Easy | 236 | 1 | https://datasheet.eaton.com/datasheet.php?model=197504&locale=en_GB
| EASY-E4-AC-12RC1P | Y7-197508 | 197508 | Easy-E4 Röle-Ekranlı, 100-240VAC, 110-220VDC 8DI / 4DO(R) | Easy | 244.3 | 1 | https://datasheet.eaton.com/datasheet.php?model=197508&locale=en_GB
| EASY-E4-DC-12TCX1P | Y7-197507 | 197507 | Easy-E4 Röle-Ekransız, 24VDC 8DI / 4DO(T) | Easy | 195.3 | 1 | https://datasheet.eaton.com/datasheet.php?model=197507&locale=en_GB
| EASY-E4-UC-12RCX1P | Y7-197505 | 197505 | Easy-E4 Röle-Ekransız, 12VDC, 24VAC/DC 8DI / 4DO(R) | Easy | 195.9 | 1 | https://datasheet.eaton.com/datasheet.php?model=197505&locale=en_GB
| EASY-E4-AC-12RCX1P | Y7-197509 | 197509 | Easy-E4 Röle-Ekransız, 100-240VAC, 110-220VDC 8DI / 4DO(R) | Easy | 204.7 | 1 | https://datasheet.eaton.com/datasheet.php?model=197509&locale=en_GB
| EASY-E4-DC-8TE1P | Y7-197512 | 197512 | Easy-E4 Genişleme Modülü, 24VDC 4DI / 4DO(T) | Easy | 85.6 | 1 | https://datasheet.eaton.com/datasheet.php?model=197512&locale=en_GB
| EASY-E4-DC-16TE1P | Y7-197513 | 197513 | Easy-E4 Genişleme Modülü, 24VDC 8DI / 8DO(T) | Easy | 118.1 | 1 | https://datasheet.eaton.com/datasheet.php?model=197513&locale=en_GB
| EASY-E4-UC-8RE1P | Y7-197510 | 197510 | Easy-E4 Genişleme Modülü, 12VDC, 24VAC/DC 4DI / 4DO(R) | Easy | 98.6 | 1 | https://datasheet.eaton.com/datasheet.php?model=197510&locale=en_GB
| EASY-E4-UC-16RE1P | Y7-197511 | 197511 | Easy-E4 Genişleme Modülü, 12VDC, 24VAC/DC 8DI / 8DO(R) | Easy | 127.8 | 1 | https://datasheet.eaton.com/datasheet.php?model=197511&locale=en_GB
| EASY-E4-AC-8RE1P | Y7-197514 | 197514 | Easy-E4 Genişleme Modülü, 100-240VAC, 110-220VDC 4DI / 4DO(R) | Easy | 108.9 | 1 | https://datasheet.eaton.com/datasheet.php?model=197514&locale=en_GB
| EASY-E4-AC-16RE1P | Y7-197515 | 197515 | Easy-E4 Genişleme Modülü, 100-240VAC, 110-220VDC 8DI / 8DO(R) | Easy | 134.3 | 1 | https://datasheet.eaton.com/datasheet.php?model=197515&locale=en_GB
| EASY-E4-DC-6AE1P | Y7-197516 | 197516 | Easy-E4 Genişleme Modülü, 24VDC 4AI / 2AO | Easy | 150.7 | 1 | https://datasheet.eaton.com/datasheet.php?model=197516&locale=en_GB
| EASY-E4-DC-4PE1P | Y7-197517 | 197517 | Easy-E4 Genişleme Modülü, 24VDC 4AI (PT100 / PT1000 / Ni1000) | Easy | 100 | 1 | https://datasheet.eaton.com/datasheet.php?model=197517&locale=en_GB
| EASY-COM-RTU-M1 | Y7-199453 | 199453 | Easy-E4 Haberleşme Modülü, Modbus RTU | Easy | 161.9 | 1 | https://datasheet.eaton.com/datasheet.php?model=199453&locale=en_GB
| EASY-COM-SWD-C1 | Y7-199452 | 199452 | Easy-E4 Haberleşme Modülü, SmartWire-DT | Easy | 161.9 | 1 | https://datasheet.eaton.com/datasheet.php?model=199452&locale=en_GB
| MEMORY-SDU-A1 | Y7-191087 | 191087 | Micro SD Hafıza Kartı, 2GB | Easy | 129.3 | 1 | https://datasheet.eaton.com/datasheet.php?model=191087&locale=en_GB
| EASYSOFT-SWLIC | Y7-197226 | 197226 | easySoft Yazılım Lisansı | Easy | 91.7 | 1 | https://datasheet.eaton.com/datasheet.php?model=197226&locale=en_GB
| EASY-RTD-DC-43-03B1-00 | Y7-199740 | 199740 | Easy-E4 Aksesuar: Dokunmatik Ekran (24VDC, 4,3", TFT, Ethernet) | Easy | 521 | 1 | https://datasheet.eaton.com/datasheet.php?model=199740&locale=en_GB
| EASY-RTD-DC-43-03B2-00 | Y7-401057 | EP-401057 | Easy-E4 Aksesuar: Dokunmatik Ekran (24VDC, 4,3", TFT, Ethernet) | Easy | 557 | 1 | https://datasheet.eaton.com/datasheet.php?model=EP-401057&locale=en_GB
| XV-102-A0-35TQRB-1E4 | Y7-198513 | 198513 | Easy-E4 Aksesuar: Dokunmatik Ekran (24VDC, 3,5", TFT, Ethernet) | Easy | 541 | 1 | https://datasheet.eaton.com/datasheet.php?model=198513&locale=en_GB
| XV-102-A3-57TVRB-1E4 | Y7-199734 | 199734 | Easy-E4 Aksesuar: Dokunmatik Ekran (24VDC, 5,7", TFT, Ethernet) | Easy | 870 | 1 | https://datasheet.eaton.com/datasheet.php?model=199734&locale=en_GB
| EASY-E4-DC-SIM | Y7-199382 | 199382 | Easy-E4 Aksesuar: DC Simulatör | Easy | 262 | 1 | https://datasheet.eaton.com/datasheet.php?model=199382&locale=en_GB
| EASY-E4-CONNECT1 | Y7-197225 | 197225 | Easy-E4 Aksesuar: Yedek Modül Bağlantı Konnektörü (3 adet) | Easy | 34.25 | 1 | https://datasheet.eaton.com/datasheet.php?model=197225&locale=en_GB
| EASY-BOX-E4-UC1 | Y7-197227 | 197227 | Easy-E4 Başlangıç Paketi (EASY-E4-UC-12RC1, kablo ve easySoft) | Easy | 257.1 | 1 | https://datasheet.eaton.com/datasheet.php?model=197227&locale=en_GB
| EASY-BOX-E4-DC1 | Y7-197228 | 197228 | Easy-E4 Başlangıç Paketi (EASY-E4-DC-12TC1, kablo ve easySoft) | Easy | 257.1 | 1 | https://datasheet.eaton.com/datasheet.php?model=197228&locale=en_GB
| RTD-BOX-E4-DC1 | Y7-199786 | 199786 | Easy-E4 Başlangıç Paketi (EASY-E4-DC-12TC1, RTD ekran, kablo ve easySoft) | Easy | 723 | 1 | https://datasheet.eaton.com/datasheet.php?model=199786&locale=en_GB
| RTD-BOX-E4-UC1 | Y7-199785 | 199785 | Easy-E4 Başlangıç Paketi (EASY-E4-UC-12RC1, RTD ekran, kablo ve easySoft) | Easy | 723 | 1 | https://datasheet.eaton.com/datasheet.php?model=199785&locale=en_GB
| EASY+HMI35-BOX-E4-DC1 | Y7-198514 | 198514 | Easy-E4 Başlangıç Paketi (EASY-E4-DC-12TC1, XV-102-A0-35TQRB-1E4, ethernet switch, kablo ve easySoft) | Easy | 865 | 1 | https://datasheet.eaton.com/datasheet.php?model=198514&locale=en_GB
| EASY+HMI35-BOX-E4-UC1 | Y7-198515 | 198515 | Easy-E4 Başlangıç Paketi (EASY-E4-UC-12RC1, XV-102-A0-35TQRB-1E4, ethernet switch, kablo ve easySoft) | Easy | 865 | 1 | https://datasheet.eaton.com/datasheet.php?model=198515&locale=en_GB
| EASY256-HCI | Y7-231168 | 231168 | High current input module | Easy | 70.4 | 1 | https://datasheet.eaton.com/datasheet.php?model=231168&locale=en_GB
| SKF-FF4 | Y7-233780 | 233780 | Pano kapağına montaj çerçevesi (Easy-E4 4TE için) | Easy | 42.33 | 1 | https://datasheet.eaton.com/datasheet.php?model=233780&locale=en_GB
| SKF-FF6 | Y7-233781 | 233781 | Pano kapağına montaj çerçevesi (Easy-E4 6TE için) | Easy | 51 | 1 | https://datasheet.eaton.com/datasheet.php?model=233781&locale=en_GB
| SKF-HA | Y7-233782 | 233782 | Pano kapağına montaj ayağı | Easy | 22.28 | 1 | https://datasheet.eaton.com/datasheet.php?model=233782&locale=en_GB
| EASY-NT-R | Y7-256281 | 256281 |  | Easy | 15.03 | 2 | https://datasheet.eaton.com/datasheet.php?model=256281&locale=en_GB
| EASY-E4-BOX-SKF-4TE | Y7-401058 | Y7-401058 | Pano kapağına montaj seti (Easy-E4 4TE için, SKF-FF4 + SKF-HA + TS-CI-K3) | Easy | 74.2 | 1 | https://datasheet.eaton.com/datasheet.php?model=Y7-401058&locale=en_GB
| EASY-E4-BOX-SKF-6TE | Y7-401059 | Y7-401059 | Pano kapağına montaj seti (Easy-E4 6TE için, SKF-FF6 + SKF-HA + TS-CI-K4) | Easy | 83.2 | 1 | https://datasheet.eaton.com/datasheet.php?model=Y7-401059&locale=en_GB
SmartWire-DT
| EU5C-SWD-DP | Y7-116308 | 116308 | Gateway Profibus DP | SWDT | 365.2 | 1 | https://datasheet.eaton.com/datasheet.php?model=116308&locale=en_GB
| EU5C-SWD-PROFINET | Y7-170124 | 170124 | Gateway Profinet | SWDT | 869 | 1 | https://datasheet.eaton.com/datasheet.php?model=170124&locale=en_GB
| EU5C-SWD-CAN | Y7-116307 | 116307 | Gateway CANopen | SWDT | 358.4 | 1 | https://datasheet.eaton.com/datasheet.php?model=116307&locale=en_GB
| EU5C-SWD-EIP-MODTCP | Y7-153163 | 153163 | Gateway Ethernet IP / Modbus TCP | SWDT | 648 | 1 | https://datasheet.eaton.com/datasheet.php?model=153163&locale=en_GB
| EU5C-SWD-ETHERCAT | Y7-177354 | 177354 | Gateway Ethercat | SWDT | 869 | 1 | https://datasheet.eaton.com/datasheet.php?model=177354&locale=en_GB
| EU5C-SWD-POWERLINK | Y7-171797 | 171797 | Gateway Powerlink | SWDT | 869 | 1 | https://datasheet.eaton.com/datasheet.php?model=171797&locale=en_GB
| EU5C-SWD-SERCOS | Y7-184982 | 184982 | Gateway Sercos | SWDT | 869 | 1 | https://datasheet.eaton.com/datasheet.php?model=184982&locale=en_GB
| EU4A-RJ45-USB-CAB1 | Y7-115735 | 115735 | Programlama/Haberleşme Kablosu - USB (Easy802/806, EU5C için) | AUT | 178.7 | 1 | https://datasheet.eaton.com/datasheet.php?model=115735&locale=en_GB
| EU5E-SWD-8DX | Y7-116381 | 116381 | I/O Modülü - 8 DI | SWDT | 130 | 1 | https://datasheet.eaton.com/datasheet.php?model=116381&locale=en_GB
| EU5E-SWD-4D4D | Y7-116382 | 116382 | I/O Modülü - 4 DI / 4 DO (0,5A) | SWDT | 130 | 1 | https://datasheet.eaton.com/datasheet.php?model=116382&locale=en_GB
| EU5E-SWD-4D4D-R | Y7-191941 | 191941 | I/O Modülü - 4 DI / 4 DO (0,5A) | SWDT | 133.6 | 1 | https://datasheet.eaton.com/datasheet.php?model=191941&locale=en_GB
| EU5E-SWD-4D2R | Y7-116383 | 116383 | I/O Modülü - 4 DI / 2 RO (6A) | SWDT | 120.2 | 1 | https://datasheet.eaton.com/datasheet.php?model=116383&locale=en_GB
| EU5E-SWD-X8D | Y7-144061 | 144061 | I/O Modülü - 8 DO | SWDT | 166.8 | 1 | https://datasheet.eaton.com/datasheet.php?model=144061&locale=en_GB
| EU5E-SWD-4AX | Y7-144062 | 144062 | I/O Modülü - 4 AI (0-10V, 0-20mA) | SWDT | 283.6 | 1 | https://datasheet.eaton.com/datasheet.php?model=144062&locale=en_GB
| EU5E-SWD-2A2A | Y7-144063 | 144063 | I/O Modülü - 2AI / 2AO (0-10V, 0-20mA) | SWDT | 339.5 | 1 | https://datasheet.eaton.com/datasheet.php?model=144063&locale=en_GB
| EU5E-SWD-4PT-2 | Y7-172560 | 172560 | I/O Modülü - 4 PT100, PT1000, Ni1000 | SWDT | 482.8 | 1 | https://datasheet.eaton.com/datasheet.php?model=172560&locale=en_GB
| EU5E-SWD-4PT | Y7-144064 | 144064 | I/O Modülü - 4 PT100, PT1000, Ni1000 | SWDT | 731 | 1 | https://datasheet.eaton.com/datasheet.php?model=144064&locale=en_GB
| M22-SWD-K11 | Y7-115964 | 115964 | Buton Kontak Modülü (2 Pozisyonlu) | SWDT | 37.44 | 20 | https://datasheet.eaton.com/datasheet.php?model=115964&locale=en_GB
| M22-SWD-K22 | Y7-115965 | 115965 | Buton Kontak Modülü (3 Pozisyonlu) | SWDT | 48 | 10 | https://datasheet.eaton.com/datasheet.php?model=115965&locale=en_GB
| M22-SWD-LED-G | Y7-115968 | 115968 | Buton LED Modülü (Yeşil) | SWDT | 33.71 | 20 | https://datasheet.eaton.com/datasheet.php?model=115968&locale=en_GB
| M22-SWD-LED-R | Y7-115969 | 115969 | Buton LED Modülü (Kırmızı) | SWDT | 33.71 | 20 | https://datasheet.eaton.com/datasheet.php?model=115969&locale=en_GB
| M22-SWD-LED-W | Y7-115966 | 115966 | Buton LED Modülü (Beyaz) | SWDT | 33.71 | 20 | https://datasheet.eaton.com/datasheet.php?model=115966&locale=en_GB
| M22-SWD-LED-B | Y7-115967 | 115967 | Buton LED Modülü (Mavi) | SWDT | 33.71 | 20 | https://datasheet.eaton.com/datasheet.php?model=115967&locale=en_GB
| M22-SWD-LED-RGB | Y7-197576 | 197576 | Buton LED Modülü (RGB) | SWDT | 65.5 | 20 | https://datasheet.eaton.com/datasheet.php?model=197576&locale=en_GB
| M22-SWD-K11LED-G | Y7-115974 | 115974 | Buton Kontak (2 Poz.) + LED Modülü (Yeşil) | SWDT | 38.65 | 20 | https://datasheet.eaton.com/datasheet.php?model=115974&locale=en_GB
| M22-SWD-K11LED-R | Y7-115975 | 115975 | Buton Kontak (2 Poz.) + LED Modülü (Kırmızı) | SWDT | 38.65 | 20 | https://datasheet.eaton.com/datasheet.php?model=115975&locale=en_GB
| M22-SWD-K11LED-W | Y7-115972 | 115972 | Buton Kontak (2 Poz.) + LED Modülü (Beyaz) | SWDT | 38.65 | 20 | https://datasheet.eaton.com/datasheet.php?model=115972&locale=en_GB
| M22-SWD-K11LED-B | Y7-115973 | 115973 | Buton Kontak (2 Poz.) + LED Modülü (Mavi) | SWDT | 38.65 | 20 | https://datasheet.eaton.com/datasheet.php?model=115973&locale=en_GB
| M22-SWD-K22LED-G | Y7-115980 | 115980 | Buton Kontak (3 Poz.) + LED Modülü (Yeşil) | SWDT | 49.51 | 10 | https://datasheet.eaton.com/datasheet.php?model=115980&locale=en_GB
| M22-SWD-K22LED-R | Y7-115981 | 115981 | Buton Kontak (3 Poz.) + LED Modülü (Kırmızı) | SWDT | 49.51 | 10 | https://datasheet.eaton.com/datasheet.php?model=115981&locale=en_GB
| M22-SWD-K22LED-W | Y7-115978 | 115978 | Buton Kontak (3 Poz.) + LED Modülü (Beyaz) | SWDT | 49.51 | 10 | https://datasheet.eaton.com/datasheet.php?model=115978&locale=en_GB
| M22-SWD-K22LED-B | Y7-115979 | 115979 | Buton Kontak (3 Poz.) + LED Modülü (Mavi) | SWDT | 49.51 | 10 | https://datasheet.eaton.com/datasheet.php?model=115979&locale=en_GB
| M22-SWD-I1-LP01 | Y7-115990 | 115990 | Buton Kutuları İçin Devre Kartı (Tekli) | SWDT | 75.2 | 1 | https://datasheet.eaton.com/datasheet.php?model=115990&locale=en_GB
| M22-SWD-I2-LP01 | Y7-115991 | 115991 | Buton Kutuları İçin Devre Kartı (2'li) | SWDT | 86.6 | 1 | https://datasheet.eaton.com/datasheet.php?model=115991&locale=en_GB
| M22-SWD-I3-LP01 | Y7-115992 | 115992 | Buton Kutuları İçin Devre Kartı (3'li) | SWDT | 90.4 | 1 | https://datasheet.eaton.com/datasheet.php?model=115992&locale=en_GB
| M22-SWD-I4-LP01 | Y7-115993 | 115993 | Buton Kutuları İçin Devre Kartı (4'li) | SWDT | 108.9 | 1 | https://datasheet.eaton.com/datasheet.php?model=115993&locale=en_GB
| M22-SWD-I6-LP01 | Y7-115994 | 115994 | Buton Kutuları İçin Devre Kartı (6'li) | SWDT | 119.3 | 1 | https://datasheet.eaton.com/datasheet.php?model=115994&locale=en_GB
| M22-SWD-KC11 | Y7-115995 | 115995 | Kutular İçin Buton Kontak Modülü (2 Pozisyonlu) | SWDT | 37.18 | 20 | https://datasheet.eaton.com/datasheet.php?model=115995&locale=en_GB
| M22-SWD-KC22 | Y7-115996 | 115996 | Kutular İçin Buton Kontak Modülü (3 Pozisyonlu) | SWDT | 47.69 | 10 | https://datasheet.eaton.com/datasheet.php?model=115996&locale=en_GB
| M22-SWD-LEDC-G | Y7-115999 | 115999 | Kutular İçin Buton LED Modülü (Yeşil) | SWDT | 33.43 | 20 | https://datasheet.eaton.com/datasheet.php?model=115999&locale=en_GB
| M22-SWD-LEDC-R | Y7-116000 | 116000 | Kutular İçin Buton LED Modülü (Kırmızı) | SWDT | 33.43 | 20 | https://datasheet.eaton.com/datasheet.php?model=116000&locale=en_GB
| M22-SWD-LEDC-W | Y7-115997 | 115997 | Kutular İçin Buton LED Modülü (Beyaz) | SWDT | 33.43 | 20 | https://datasheet.eaton.com/datasheet.php?model=115997&locale=en_GB
| M22-SWD-LEDC-B | Y7-115998 | 115998 | Kutular İçin Buton LED Modülü (Mavi) | SWDT | 33.43 | 20 | https://datasheet.eaton.com/datasheet.php?model=115998&locale=en_GB
| M22-SWD-LEDC-RGB | Y7-198598 | 198598 | Kutular İçin Buton LED Modülü (RGB) | SWDT | 64.9 | 20 | https://datasheet.eaton.com/datasheet.php?model=198598&locale=en_GB
| M22-SWD-K11LEDC-G | Y7-116005 | 116005 | Kutular İçin Buton Kontak (2 Poz.) + LED Modülü (Yeşil) | SWDT | 38.26 | 20 | https://datasheet.eaton.com/datasheet.php?model=116005&locale=en_GB
| M22-SWD-K11LEDC-R | Y7-116006 | 116006 | Kutular İçin Buton Kontak (2 Poz.) + LED Modülü (Kırmızı) | SWDT | 38.26 | 20 | https://datasheet.eaton.com/datasheet.php?model=116006&locale=en_GB
| M22-SWD-K11LEDC-W | Y7-116003 | 116003 | Kutular İçin Buton Kontak (2 Poz.) + LED Modülü (Beyaz) | SWDT | 38.26 | 20 | https://datasheet.eaton.com/datasheet.php?model=116003&locale=en_GB
| M22-SWD-K11LEDC-B | Y7-116004 | 116004 | Kutular İçin Buton Kontak (2 Poz.) + LED Modülü (Mavi) | SWDT | 38.26 | 20 | https://datasheet.eaton.com/datasheet.php?model=116004&locale=en_GB
| M22-SWD-K22LEDC-G | Y7-116011 | 116011 | Kutular İçin Buton Kontak (3 Poz.) + LED Modülü (Yeşil) | SWDT | 48.9 | 10 | https://datasheet.eaton.com/datasheet.php?model=116011&locale=en_GB
| M22-SWD-K22LEDC-R | Y7-116012 | 116012 | Kutular İçin Buton Kontak (3 Poz.) + LED Modülü (Kırmızı) | SWDT | 48.9 | 10 | https://datasheet.eaton.com/datasheet.php?model=116012&locale=en_GB
| M22-SWD-K22LEDC-W | Y7-116009 | 116009 | Kutular İçin Buton Kontak (3 Poz.) + LED Modülü (Beyaz) | SWDT | 48.9 | 10 | https://datasheet.eaton.com/datasheet.php?model=116009&locale=en_GB
| M22-SWD-K22LEDC-B | Y7-116010 | 116010 | Kutular İçin Buton Kontak (3 Poz.) + LED Modülü (Mavi) | SWDT | 48.9 | 10 | https://datasheet.eaton.com/datasheet.php?model=116010&locale=en_GB
| M22-R-SWD | Y7-179292 | 179292 | SmartWire-DT Potansiyometre Modülü İçin Kafa | SWDT | 46 | 1 | https://datasheet.eaton.com/datasheet.php?model=179292&locale=en_GB
| M22-SWD-R | Y7-179293 | 179293 | SmartWire-DT Potansiyometre Modülü | SWDT | 93.5 | 1 | https://datasheet.eaton.com/datasheet.php?model=179293&locale=en_GB
| M22-R-SWD-R | Y7-179294 | 179294 |  | SWDT | 200.2 | 1 | https://datasheet.eaton.com/datasheet.php?model=179294&locale=en_GB
| M22-INC-SWD | Y7-179981 | 179981 | SmartWire-DT Encoder Modülü İçin Kafa | SWDT | 70.5 | 1 | https://datasheet.eaton.com/datasheet.php?model=179981&locale=en_GB
| M22-SWD-INC | Y7-179982 | 179982 | SmartWire-DT Encoder Modülü | SWDT | 99.7 | 1 | https://datasheet.eaton.com/datasheet.php?model=179982&locale=en_GB
| M22-INC-SWD-INC | Y7-179983 | 179983 | SmartWire-DT Encoder Modülü - Komple | SWDT | 148.7 | 1 | https://datasheet.eaton.com/datasheet.php?model=179983&locale=en_GB
| DIL-SWD-32-001 | Y7-118560 | 118560 | Kontaktör Aksamı: SmartWire-DT Modülü | SWDT | 68.4 | 5 | https://datasheet.eaton.com/datasheet.php?model=118560&locale=en_GB
| DIL-SWD-32-002 | Y7-118561 | 118561 | Kontaktör Aksamı: SmartWire-DT Modülü (Manual/Auto) | SWDT | 70.6 | 5 | https://datasheet.eaton.com/datasheet.php?model=118561&locale=en_GB
| PKE-SWD-32 | Y7-126895 | 126895 | Motor Yolverisi Aksamı (MSC-DE): Kontaktör-PKE Kombinasyonu için SmartWire-DT Modülü (Manual/Auto) | SWDT | 135.9 | 4 | https://datasheet.eaton.com/datasheet.php?model=126895&locale=en_GB
| PKE-SWD-SP | Y7-150614 | 150614 | Motor Koruma Şalteri Aksamı (PKE): SmartWire-DT Modülü | SWDT | 91.6 | 1 | https://datasheet.eaton.com/datasheet.php?model=150614&locale=en_GB
| PKE-SWD-CP | Y7-172735 | 172735 | Motor Koruma Şalteri Aksamı (PKE-CP): SmartWire-DT Modülü | SWDT | 114 | 1 | https://datasheet.eaton.com/datasheet.php?model=172735&locale=en_GB
| XNH-SWD-2DX-3AX-1 | Y7-183090 | 183090 | NH Sigortalı Yük Ayırıcı Aksamı (XNH-SWD): SmartWire-DT Modülü | SWDT | 437.3 | 1 | https://datasheet.eaton.com/datasheet.php?model=183090&locale=en_GB
| NZM-XSWD-704 | Y7-135530 | 135530 | Kompakt Şalter Aksamı (NZM): SmartWire-DT Modülü | SWDT | 652 | 1 | https://datasheet.eaton.com/datasheet.php?model=172381&locale=en_GB
| MCB-HK-SWD | Y7-177175 | 177175 | Minyatür Devre Kesici ve Artık Akım Devre Kesici Modülü | SWDT | 66.9 | 1 | https://datasheet.eaton.com/datasheet.php?model=177175&locale=en_GB
| EU5C-SWD-PF1-1 | Y7-116309 | 116309 | Güç Besleme Modülü (24VDC) | SWDT | 131.9 | 1 | https://datasheet.eaton.com/datasheet.php?model=116309&locale=en_GB
| EU5C-SWD-PF2-1 | Y7-116380 | 116380 | Güç Besleme Modülü (24VDC / 15VDC) | SWDT | 169.9 | 1 | https://datasheet.eaton.com/datasheet.php?model=116380&locale=en_GB
| SWD4-FFR-PF1-1 | Y7-168880 | 168880 | MCC Panosu için Güç Besleme Modülü | SWDT | 249.2 | 1 | https://datasheet.eaton.com/datasheet.php?model=168880&locale=en_GB
| SWD4-FFR-ST1-1 | Y7-168881 | 168881 | MCC Panosu için Kablo Adaptörü | SWDT | 110.1 | 1 | https://datasheet.eaton.com/datasheet.php?model=168881&locale=en_GB
| SWD4-100LF8-24 | Y7-116026 | 116026 | Yassı Kablo (8-iletkenli)100m | SWDT | 202.5 | 1 | https://datasheet.eaton.com/datasheet.php?model=116026&locale=en_GB
| SWD4-3LF8-24-2S | Y7-116027 | 116027 | Yassı Kablo 3m ( 8-pin konnektörlü) | SWDT | 20.85 | 1 | https://datasheet.eaton.com/datasheet.php?model=116027&locale=en_GB
| SWD4-5LF8-24-2S | Y7-116028 | 116028 | Yassı Kablo 5m ( 8-pin konnektörlü) | SWDT | 26.13 | 1 | https://datasheet.eaton.com/datasheet.php?model=116028&locale=en_GB
| SWD4-10LF8-24-2S | Y7-116029 | 116029 | Yassı Kablo 10m ( 8-pin konnektörlü) | SWDT | 42.82 | 1 | https://datasheet.eaton.com/datasheet.php?model=116029&locale=en_GB
| SWD4-50LR8-24 | Y7-116030 | 116030 | Yuvarlak Kablo (8-iletkenli) 50m | SWDT | 243.1 | 1 | https://datasheet.eaton.com/datasheet.php?model=116030&locale=en_GB
| SWD4-250LR8-24 | Y7-144878 | 144878 | Yuvarlak Kablo (8-iletkenli) 250m | SWDT | 1207 | 1 | https://datasheet.eaton.com/datasheet.php?model=144878&locale=en_GB
| SWD4-8SF2-5 | Y7-116022 | 116022 | Cihaz Konnektörü (Yassı kablo için) | SWDT | 7.95 | 10 | https://datasheet.eaton.com/datasheet.php?model=116022&locale=en_GB
| SWD4-8MF2 | Y7-116023 | 116023 | Uc Konnektörü (Yassı kablo için) | SWDT | 5.08 | 10 | https://datasheet.eaton.com/datasheet.php?model=116023&locale=en_GB
| SWD4-8SFF2-5 | Y7-116024 | 116024 | Kuplaj Soketi (Yassı kablo için) | SWDT | 26.49 | 1 | https://datasheet.eaton.com/datasheet.php?model=116024&locale=en_GB
| SWD4-RC8-10 | Y7-116020 | 116020 | Sonlandırma Soketi (Yassı kablo için) | SWDT | 47.62 | 1 | https://datasheet.eaton.com/datasheet.php?model=116020&locale=en_GB
| SWD4-SF8-67 | Y7-116033 | 116033 | Yuvarlak Kablo Soketi 8-pin (Düz) | SWDT | 37.71 | 1 | https://datasheet.eaton.com/datasheet.php?model=116033&locale=en_GB
| SWD4-SM8-67 | Y7-116034 | 116034 | Yuvarlak Kablo Fişi 8-pin (Düz) | SWDT | 37.71 | 1 | https://datasheet.eaton.com/datasheet.php?model=116034&locale=en_GB
| SWD4-8FRF-10 | Y7-121377 | 121377 | Adaptör (Yassı kablo / 8 iletkenli yuvarlak kablo) | SWDT | 41.59 | 1 | https://datasheet.eaton.com/datasheet.php?model=121377&locale=en_GB
| M22-SWD-NOP | Y7-147637 | 147637 | Üniversal modül (Fonksiyonsuz boş modül) | SWDT | 32.36 | 20 | https://datasheet.eaton.com/datasheet.php?model=147637&locale=en_GB
| M22-SWD-NOPC | Y7-147638 | 147638 | Üniversal modül (Buton kutuları için fonksiyonsuz boş modül) | SWDT | 32.36 | 20 | https://datasheet.eaton.com/datasheet.php?model=147638&locale=en_GB
| M22-SWD-SEL8-10 | Y7-116698 | 116698 | Kör Kapak (Kullanılmayan PCB adaptör çıkışları için) | SWDT | 16.22 | 5 | https://datasheet.eaton.com/datasheet.php?model=116698&locale=en_GB
| SWD4-SEL8-10 | Y7-116021 | 116021 | Kör Kapak (Kullanılmayan cihaz konnektörleri için) | SWDT | 6.23 | 5 | https://datasheet.eaton.com/datasheet.php?model=116021&locale=en_GB
| M22-SWD-A4 | Y7-116016 | 116016 | Dört Yönlü Buton Adaptörü | SWDT | 1.72 | 10 | https://datasheet.eaton.com/datasheet.php?model=116016&locale=en_GB
| SWD4-SM8-20 | Y7-116032 | 116032 | Buton Kutusu Besleme Ünitesi (M20 fişli 8-pin yuvarlak kablo) | SWDT | 34.51 | 1 | https://datasheet.eaton.com/datasheet.php?model=116032&locale=en_GB
| SWD4-SFL8-20 | Y7-121380 | 121380 | Harici Besleme Girişli Adaptör (Yassı kablo / M20 soketli 8-pin yuvarlak kablo) | SWDT | 99.7 | 1 | https://datasheet.eaton.com/datasheet.php?model=121380&locale=en_GB
| SWD4-SML8-20 | Y7-121381 | 121381 | Harici Besleme Girişli Adaptör (M20 fişli 8-pin yuvarlak kablo / Yassı kablo) | SWDT | 101.5 | 1 | https://datasheet.eaton.com/datasheet.php?model=121381&locale=en_GB
| SWD4-CRP-1 | Y7-116025 | 116025 | Pense (Cihaz konnektörü için) | SWDT | 546 | 1 | https://datasheet.eaton.com/datasheet.php?model=116025&locale=en_GB
| SWD4-CRP-2 | Y7-116699 | 116699 | Pense (Uc konnektörü için) | SWDT | 700 | 1 | https://datasheet.eaton.com/datasheet.php?model=116699&locale=en_GB
| EMS2-DO-T-3-SWD | Y7-192383 | 192383 | Motor Kontrol Rölesi (EMS2) 24VDC, DOL 0,18-3A, SmartWire-DT | SWDT | 310.7 | 1 | https://datasheet.eaton.com/datasheet.php?model=192383&locale=en_GB
| EMS2-DO-T-9-SWD | Y7-192387 | 192387 | Motor Kontrol Rölesi (EMS2) 24VDC, DOL 1,5-9A, SmartWire-DT | SWDT | 310.7 | 1 | https://datasheet.eaton.com/datasheet.php?model=192387&locale=en_GB
| EMS2-DOS-T-3-SWD | Y7-192385 | 192385 | Motor Kontrol Rölesi (EMS2) 24VDC, DOL, Acil Durdurma 0,18-3A, SmartWire-DT | SWDT | 331.7 | 1 | https://datasheet.eaton.com/datasheet.php?model=192385&locale=en_GB
| EMS2-DOS-T-9-SWD | Y7-192389 | 192389 | Motor Kontrol Rölesi (EMS2) 24VDC, DOL, Acil Durdurma 1,5-9A, SmartWire-DT | SWDT | 331.7 | 1 | https://datasheet.eaton.com/datasheet.php?model=192389&locale=en_GB
| EMS2-RO-T-3-SWD | Y7-192384 | 192384 | Motor Kontrol Rölesi (EMS2) 24VDC, Enversör 0,18-3A, SmartWire-DT | SWDT | 315.9 | 1 | https://datasheet.eaton.com/datasheet.php?model=192384&locale=en_GB
| EMS2-RO-T-9-SWD | Y7-192388 | 192388 | Motor Kontrol Rölesi (EMS2) 24VDC, Enversör 1,5-9A, SmartWire-DT | SWDT | 315.9 | 1 | https://datasheet.eaton.com/datasheet.php?model=192388&locale=en_GB
| EMS2-ROS-T-3-SWD | Y7-192386 | 192386 | Motor Kontrol Rölesi (EMS2) 24VDC, Enversör, Acil Durdurma 0,18-3A, SmartWire-DT | SWDT | 350.2 | 1 | https://datasheet.eaton.com/datasheet.php?model=192386&locale=en_GB
| EMS2-ROS-T-9-SWD | Y7-192390 | 192390 | Motor Kontrol Rölesi (EMS2) 24VDC, Enversör, Acil Durdurma 1,5-9A, SmartWire-DT | SWDT | 350.2 | 1 | https://datasheet.eaton.com/datasheet.php?model=192390&locale=en_GB
| EU1E-SWD-1DX | Y7-174710 | 174710 | T-Bağlantılı I/O Modülü IP67 - 1 dijital giriş kanalı (M12) | SWDT | 88.2 | 1 | https://datasheet.eaton.com/datasheet.php?model=174710&locale=en_GB
| EU1E-SWD-2DX | Y7-174711 | 174711 | T-Bağlantılı I/O Modülü IP67 - 2 dijital giriş kanalı (M12) | SWDT | 177.7 | 1 | https://datasheet.eaton.com/datasheet.php?model=174711&locale=en_GB
| EU1E-SWD-2DD | Y7-174715 | 174715 | T-Bağlantılı I/O Modülü IP67 - 2 konfigüre edilebilir dijital giriş/çıkış kanalı (M12) | SWDT | 191.5 | 1 | https://datasheet.eaton.com/datasheet.php?model=174715&locale=en_GB
| EU2E-SWD-2DX | Y7-174725 | 174725 | T-Bağlantılı I/O Modülü IP67 - 2 dijital giriş kanalı (2 x M12) | SWDT | 176 | 1 | https://datasheet.eaton.com/datasheet.php?model=174725&locale=en_GB
| EU2E-SWD-4DX | Y7-174726 | 174726 | T-Bağlantılı I/O Modülü IP67 - 4 dijital giriş kanalı (2 x M12) | SWDT | 311.7 | 1 | https://datasheet.eaton.com/datasheet.php?model=174726&locale=en_GB
| EU2E-SWD-4DD | Y7-174732 | 174732 | T-Bağlantılı I/O Modülü IP67 - 4 konfigüre edilebilir (2 I/O - 2 I/O) dijital giriş/çıkış kanalı (2 x M12) | SWDT | 339.5 | 1 | https://datasheet.eaton.com/datasheet.php?model=174732&locale=en_GB
| EU2E-SWD-4DD-1 | Y7-180406 | 180406 | T-Bağlantılı I/O Modülü IP67 - 4 konfigüre edilebilir (1 I/O - 3 I/O) dijital giriş/çıkış kanalı (2 x M12) | SWDT | 339.5 | 1 | https://datasheet.eaton.com/datasheet.php?model=180406&locale=en_GB
| EU1E-SWD-1AX-1 | Y7-174717 | 174717 | T-Bağlantılı I/O Modülü IP67 - 1 analog giriş kanalı (M12), 0 - 10 V | SWDT | 141.8 | 1 | https://datasheet.eaton.com/datasheet.php?model=174717&locale=en_GB
| EU1E-SWD-1AX-2 | Y7-174718 | 174718 | T-Bağlantılı I/O Modülü IP67 - 1 analog giriş kanalı (M12), 0 - 20 mA | SWDT | 141.8 | 1 | https://datasheet.eaton.com/datasheet.php?model=174718&locale=en_GB
| EU1E-SWD-1XA-1 | Y7-174719 | 174719 | T-Bağlantılı I/O Modülü IP67 - 1 analog çıkış kanalı (M12), 0 - 10 V | SWDT | 158.9 | 1 | https://datasheet.eaton.com/datasheet.php?model=174719&locale=en_GB
| EU1E-SWD-1XA-2 | Y7-174720 | 174720 | T-Bağlantılı I/O Modülü IP67 - 1 analog çıkış kanalı (M12), 0 - 20 mA | SWDT | 158.9 | 1 | https://datasheet.eaton.com/datasheet.php?model=174720&locale=en_GB
| EU1E-SWD-1CX | Y7-174721 | 174721 | T-Bağlantılı I/O Modülü IP67 - 1 sayıcı giriş kanalı (M12) | SWDT | 211.8 | 1 | https://datasheet.eaton.com/datasheet.php?model=174721&locale=en_GB
| EU2E-SWD-2PT | Y7-174733 | 174733 | T-Bağlantılı I/O Modülü IP67 - 2 analog sıcaklık (Pt100/Pt1000/Ni1000) giriş kanalı (M12) | SWDT | 351.8 | 1 | https://datasheet.eaton.com/datasheet.php?model=174733&locale=en_GB
| EU2A-SWD-PBWN | Y7-174734 | 174734 | T-Bağlantılı I/O Modülü IP67 - pasif hat modülü (M12) | SWDT | 98.8 | 1 | https://datasheet.eaton.com/datasheet.php?model=174734&locale=en_GB
| SWD4-SP-4124 | Y7-174703 | 174703 | I/O Splitter - M12 4-kutup / 2 x M12 4-kutup, 4-pin | SWDT | 46.15 | 1 | https://datasheet.eaton.com/datasheet.php?model=174703&locale=en_GB
| SWD4-SP-4122 | Y7-174704 | 174704 | I/O Splitter - M12 4-kutup / 2 x M12 4-kutup, 2-pin | SWDT | 46.15 | 1 | https://datasheet.eaton.com/datasheet.php?model=174704&locale=en_GB
| SWD4-SP-4084 | Y7-174705 | 174705 | I/O Splitter - M12 4-kutup / 2 x M8 4-kutup, 4-pin | SWDT | 60.2 | 1 | https://datasheet.eaton.com/datasheet.php?model=174705&locale=en_GB
| SWD4-SP-4082 | Y7-174706 | 174706 | I/O Splitter - M12 4-kutup / 2 x M8 4-kutup, 2-pin | SWDT | 60.2 | 1 | https://datasheet.eaton.com/datasheet.php?model=174706&locale=en_GB
| SWD4-SP-3084 | Y7-174707 | 174707 | I/O Splitter - M12 4-kutup / 2 x M8 3-kutup, 2-pin | SWDT | 60.2 | 1 | https://datasheet.eaton.com/datasheet.php?model=174707&locale=en_GB
| SWD4-PRM5-1-S | Y7-174759 | 174759 | Kutu Prizi - M12 5-pin erkek soket, 1/2" NPT, 1m kablolu | SWDT | 42.54 | 1 | https://datasheet.eaton.com/datasheet.php?model=174759&locale=en_GB
| SWD4-PRF5-1-S | Y7-174758 | 174758 | Kutu Prizi - M12 5-pin dişi soket, 1/2" NPT, 1m kablolu | SWDT | 42.54 | 1 | https://datasheet.eaton.com/datasheet.php?model=174758&locale=en_GB
| SWD4-PRM5-2-S | Y7-179542 | 179542 | Kutu Prizi - M12 5-pin erkek soket, M20 rakorlu | SWDT | 38.92 | 1 | https://datasheet.eaton.com/datasheet.php?model=179542&locale=en_GB
| SWD4-PRF5-2-S | Y7-179541 | 179541 | Kutu Prizi - M12 5-pin dişi soket, M20 rakorlu | SWDT | 38.92 | 1 | https://datasheet.eaton.com/datasheet.php?model=179541&locale=en_GB
| SWD4-M1LR5-RS | Y7-183155 | 183155 | Çift Uçlu I/O Cihaz Kablosu - 0,1m (Dik ve düz konnektörlü) | SWDT | 37.18 | 1 | https://datasheet.eaton.com/datasheet.php?model=183155&locale=en_GB
| SWD4-M3LR5-1-2S | Y7-179543 | 179543 | Çift Uçlu I/O Cihaz Kablosu - 0,3m | SWDT | 42.54 | 1 | https://datasheet.eaton.com/datasheet.php?model=179543&locale=en_GB
| SWD4-M6LR5-1-2S | Y7-179544 | 179544 | Çift Uçlu I/O Cihaz Kablosu - 0,6m | SWDT | 46.15 | 1 | https://datasheet.eaton.com/datasheet.php?model=179544&locale=en_GB
| SWD4-1LR5-1-2S | Y7-179545 | 179545 | Çift Uçlu I/O Cihaz Kablosu - 1m | SWDT | 48.82 | 1 | https://datasheet.eaton.com/datasheet.php?model=179545&locale=en_GB
| SWD4-2LR5-1-2S | Y7-179546 | 179546 | Çift Uçlu I/O Cihaz Kablosu - 2m | SWDT | 53.2 | 1 | https://datasheet.eaton.com/datasheet.php?model=179546&locale=en_GB
| SWD4-M3LR5-S | Y7-174771 | 174771 | Tek Uçlu I/O Cihaz Kablosu - 0,3m | SWDT | 21.18 | 1 | https://datasheet.eaton.com/datasheet.php?model=174771&locale=en_GB
| SWD4-M6LR5-S | Y7-174772 | 174772 | Tek Uçlu I/O Cihaz Kablosu - 0,6m | SWDT | 24.76 | 1 | https://datasheet.eaton.com/datasheet.php?model=174772&locale=en_GB
| SWD4-1LR5-S | Y7-174697 | 174697 | Tek Uçlu I/O Cihaz Kablosu - 1m | SWDT | 26.63 | 1 | https://datasheet.eaton.com/datasheet.php?model=174697&locale=en_GB
| SWD4-2LR5-S | Y7-174698 | 174698 | Tek Uçlu I/O Cihaz Kablosu - 2m | SWDT | 31.97 | 1 | https://datasheet.eaton.com/datasheet.php?model=174698&locale=en_GB
| EU1S-SWD-PF1-2 | Y7-174724 | 174724 | Harici 24VDC güç kaynağı girişi için bağlantı noktası | SWDT | 88.6 | 1 | https://datasheet.eaton.com/datasheet.php?model=174724&locale=en_GB
| SWD4-SFL8-12 | Y7-174756 | 174756 | Harici Besleme Girişli Adaptör (Yassı kablo / M12 soketli 5-pin yuvarlak kablo) | SWDT | 116.8 | 1 | https://datasheet.eaton.com/datasheet.php?model=174756&locale=en_GB
| SWD4-SML8-12 | Y7-174755 | 174755 | Harici Besleme Girişli Adaptör (M12 fişli 5-pin yuvarlak kablo / Yassı kablo) | SWDT | 141.9 | 1 | https://datasheet.eaton.com/datasheet.php?model=174755&locale=en_GB
| SWD4-SML5-12 | Y7-174757 | 174757 | Kuplaj konnektörü (M12 soketli 5-pin yuvarlak kablo / M12 soketli 5-pin yuvarlak kablo) | SWDT | 42.54 | 1 | https://datasheet.eaton.com/datasheet.php?model=174757&locale=en_GB
| SWD4-M1LR5-2S | Y7-174760 | 174760 | M12 Konnektörlü SmartWire-DT Yuvarlak Kablo - 0,1m | SWDT | 31.97 | 1 | https://datasheet.eaton.com/datasheet.php?model=174760&locale=en_GB
| SWD4-M3LR5-2S | Y7-174761 | 174761 | M12 Konnektörlü SmartWire-DT Yuvarlak Kablo - 0,3m | SWDT | 32.9 | 1 | https://datasheet.eaton.com/datasheet.php?model=174761&locale=en_GB
| SWD4-M6LR5-2S | Y7-174762 | 174762 | M12 Konnektörlü SmartWire-DT Yuvarlak Kablo - 0,6m | SWDT | 34.51 | 1 | https://datasheet.eaton.com/datasheet.php?model=174762&locale=en_GB
| SWD4-1LR5-2S | Y7-174763 | 174763 | M12 Konnektörlü SmartWire-DT Yuvarlak Kablo - 1m | SWDT | 35.31 | 1 | https://datasheet.eaton.com/datasheet.php?model=174763&locale=en_GB
| SWD4-1M5LR5-2S | Y7-174764 | 174764 | M12 Konnektörlü SmartWire-DT Yuvarlak Kablo - 1,5m | SWDT | 38.26 | 1 | https://datasheet.eaton.com/datasheet.php?model=174764&locale=en_GB
| SWD4-2LR5-2S | Y7-174765 | 174765 | M12 Konnektörlü SmartWire-DT Yuvarlak Kablo - 2m | SWDT | 40.79 | 1 | https://datasheet.eaton.com/datasheet.php?model=174765&locale=en_GB
| SWD4-3LR5-2S | Y7-174766 | 174766 | M12 Konnektörlü SmartWire-DT Yuvarlak Kablo - 3m | SWDT | 46.15 | 1 | https://datasheet.eaton.com/datasheet.php?model=174766&locale=en_GB
| SWD4-4LR5-2S | Y7-174767 | 174767 | M12 Konnektörlü SmartWire-DT Yuvarlak Kablo - 4m | SWDT | 51.4 | 1 | https://datasheet.eaton.com/datasheet.php?model=174767&locale=en_GB
| SWD4-5LR5-2S | Y7-174768 | 174768 | M12 Konnektörlü SmartWire-DT Yuvarlak Kablo - 5m | SWDT | 62 | 1 | https://datasheet.eaton.com/datasheet.php?model=174768&locale=en_GB
| SWD4-10LR5-2S | Y7-174769 | 174769 | M12 Konnektörlü SmartWire-DT Yuvarlak Kablo - 10m | SWDT | 88.6 | 1 | https://datasheet.eaton.com/datasheet.php?model=174769&locale=en_GB
| SWD4-20LR5-2S | Y7-174770 | 174770 | M12 Konnektörlü SmartWire-DT Yuvarlak Kablo - 20m | SWDT | 177.7 | 1 | https://datasheet.eaton.com/datasheet.php?model=174770&locale=en_GB
| SWD4-SF5-67 | Y7-179547 | 179547 | M12 Saha Bağlantı Konnektörü - Dişi | SWDT | 46.15 | 1 | https://datasheet.eaton.com/datasheet.php?model=179547&locale=en_GB
| SWD4-SM5-67 | Y7-179548 | 179548 | M12 Saha Bağlantı Konnektörü - Erkek | SWDT | 46.15 | 1 | https://datasheet.eaton.com/datasheet.php?model=179548&locale=en_GB
| SWD4-RC5-10 | Y7-174754 | 174754 | Sonlandırma Soketi (Yuvarlak kablo için) | SWDT | 46.54 | 1 | https://datasheet.eaton.com/datasheet.php?model=174754&locale=en_GB
| SWD4-ACAP-10 | Y7-174751 | 174751 | Aktif Konnektör Kapağı | SWDT | 35.31 | 1 | https://datasheet.eaton.com/datasheet.php?model=174751&locale=en_GB
| SWD4-PCAP-F | Y7-174752 | 174752 | Pasif Konnektör Kapağı (M12 dişi konnektör için) | SWDT | 7 | 1 | https://datasheet.eaton.com/datasheet.php?model=174752&locale=en_GB
| SWD4-PCAP-M | Y7-174753 | 174753 | Pasif Konnektör Kapağı (M12 erkek konnektör için) | SWDT | 7 | 1 | https://datasheet.eaton.com/datasheet.php?model=174753&locale=en_GB
| EU6E-SWD-8DX | Y7-174736 | 174736 | Multi Blok I/O Modülü IP67 (4xM12) - 8 DI | SWDT | 482.8 | 1 | https://datasheet.eaton.com/datasheet.php?model=174736&locale=en_GB
| EU6E-SWD-8DD | Y7-174742 | 174742 | Multi Blok I/O Modülü IP67 (4xM12) - 8 konfigüre edilebilir I / O (0,5A) | SWDT | 579 | 1 | https://datasheet.eaton.com/datasheet.php?model=174742&locale=en_GB
| EU6E-SWD-2D2D-1 | Y7-183264 | 183264 | Multi Blok I/O Modülü (Harici Basleme) IP67 (4xM12) - 2 DI + 2 DO (0,5A) | SWDT | 346.4 | 1 | https://datasheet.eaton.com/datasheet.php?model=183264&locale=en_GB
| EU6E-SWD-4D4D-1 | Y7-183266 | 183266 | Multi Blok I/O Modülü (Harici Basleme) IP67 (4xM12) - 4 DI + 4 DO (0,5A) | SWDT | 612 | 1 | https://datasheet.eaton.com/datasheet.php?model=183266&locale=en_GB
| EU6E-SWD-4XD-1 | Y7-183268 | 183268 | Multi Blok I/O Modülü (Harici Basleme) IP67 (4xM12) - 4 DO (0,5A) | SWDT | 371.8 | 1 | https://datasheet.eaton.com/datasheet.php?model=183268&locale=en_GB
| EU6E-SWD-8XD-1 | Y7-183270 | 183270 | Multi Blok I/O Modülü (Harici Basleme) IP67 (4xM12) - 8 DO (0,5A) | SWDT | 660 | 1 | https://datasheet.eaton.com/datasheet.php?model=183270&locale=en_GB
| EU6E-SWD-2D2D-2 | Y7-183265 | 183265 | Multi Blok I/O Modülü (Harici Basleme) IP67 (4xM12) - 2 DI + 2 DO (2A) | SWDT | 361 | 1 | https://datasheet.eaton.com/datasheet.php?model=183265&locale=en_GB
| EU6E-SWD-4D4D-2 | Y7-183267 | 183267 | Multi Blok I/O Modülü (Harici Basleme) IP67 (4xM12) - 4 DI + 4 DO (2A) | SWDT | 646 | 1 | https://datasheet.eaton.com/datasheet.php?model=183267&locale=en_GB
| EU6E-SWD-4XD-2 | Y7-183269 | 183269 | Multi Blok I/O Modülü (Harici Basleme) IP67 (4xM12) - 4 DO (2A) | SWDT | 401.1 | 1 | https://datasheet.eaton.com/datasheet.php?model=183269&locale=en_GB
| EU8E-SWD-16DX | Y7-174744 | 174744 | Multi Blok I/O Modülü IP67 (8xM12) - 16 DI | SWDT | 966 | 1 | https://datasheet.eaton.com/datasheet.php?model=174744&locale=en_GB
| EU8E-SWD-16DD | Y7-174750 | 174750 | Multi Blok I/O Modülü IP67 (8xM12) - 16 konfigüre edilebilir I / O (0,5A) | SWDT | 1158 | 1 | https://datasheet.eaton.com/datasheet.php?model=174750&locale=en_GB
| EU8E-SWD-4D4D-1 | Y7-183272 | 183272 | Multi Blok I/O Modülü (Harici Basleme) IP67 (8xM12) - 4 DI + 4 DO (0,5A) | SWDT | 612 | 1 | https://datasheet.eaton.com/datasheet.php?model=183272&locale=en_GB
| EU8E-SWD-8D8D-1 | Y7-183273 | 183273 | Multi Blok I/O Modülü (Harici Basleme) IP67 (8xM12) - 8 DI + 8 DO (0,5A) | SWDT | 1140 | 1 | https://datasheet.eaton.com/datasheet.php?model=183273&locale=en_GB
| EU8E-SWD-8XD-1 | Y7-183274 | 183274 | Multi Blok I/O Modülü (Harici Basleme) IP67 (8xM12) - 8 DO (0,5A) | SWDT | 660 | 1 | https://datasheet.eaton.com/datasheet.php?model=183274&locale=en_GB
| EU8E-SWD-16XD-1 | Y7-183271 | 183271 | Multi Blok I/O Modülü (Harici Basleme) IP67 (8xM12) - 16 DO (0,5A) | SWDT | 1239 | 1 | https://datasheet.eaton.com/datasheet.php?model=183271&locale=en_GB
Otomasyon Ürünleri
| XC-104-C10-000 | Y7-199971 | 199971 |  | AUT | 582 | 1 | https://datasheet.eaton.com/datasheet.php?model=199971&locale=en_GB
| XC-204-C10-000 | Y7-199973 | 199973 |  | AUT | 588 | 1 | https://datasheet.eaton.com/datasheet.php?model=199973&locale=en_GB
| XC-204-C11-003 | Y7-199974 | 199974 |  | AUT | 607 | 1 | https://datasheet.eaton.com/datasheet.php?model=199974&locale=en_GB
| XC-204-C20-002 | Y7-199977 | 199977 |  | AUT | 695 | 1 | https://datasheet.eaton.com/datasheet.php?model=199977&locale=en_GB
| XC-204-C21-001 | Y7-199975 | 199975 |  | AUT | 706 | 1 | https://datasheet.eaton.com/datasheet.php?model=199975&locale=en_GB
| XC-303-C32-002 | Y7-191080 | 191080 | Modular PLC (XC303) SD Slot, USB, 3xEthernet, 2xCAN, RS485, 4DI/O | AUT | 1869 | 1 | https://datasheet.eaton.com/datasheet.php?model=191080&locale=en_GB
| XC-303-C21-001 | Y7-191081 | 191081 | Modular PLC (XC303) SD Slot, USB, 2xEthernet, CAN, RS485 | AUT | 1631 | 1 | https://datasheet.eaton.com/datasheet.php?model=191081&locale=en_GB
| XC-303-C11-000 | Y7-191082 | 191082 | Modular PLC (XC303) SD Slot, USB, Ethernet, CAN | AUT | 1357 | 1 | https://datasheet.eaton.com/datasheet.php?model=191082&locale=en_GB
| XC-152-E3-11 | Y7-167850 | 167850 | Kompakt PLC (XC152) 64MByte, RS232,SmartWire-DT | AUT | 1410 | 1 | https://datasheet.eaton.com/datasheet.php?model=167850&locale=en_GB
| XC-152-E6-11 | Y7-167851 | 167851 | Kompakt PLC (XC152) 64MByte, RS232,RS485,CANopen,SmartWire-DT | AUT | 1344 | 1 | https://datasheet.eaton.com/datasheet.php?model=167851&locale=en_GB
| XC-152-E8-11 | Y7-167852 | 167852 | Kompakt PLC (XC152) 64MByte, RS232,RS485,Profibus,SmartWire-DT | AUT | 1516 | 1 | https://datasheet.eaton.com/datasheet.php?model=167852&locale=en_GB
| XC-152-D6-11 | Y7-167855 | 167855 | Kompakt PLC (XC152) 64MByte, RS232,RS485,CANopen | AUT | 1130 | 1 | https://datasheet.eaton.com/datasheet.php?model=167855&locale=en_GB
| XC-152-D8-11 | Y7-167849 | 167849 | Kompakt PLC (XC152) 64MByte, RS232,RS485,Profibus | AUT | 1297 | 1 | https://datasheet.eaton.com/datasheet.php?model=167849&locale=en_GB
| SW-XSOFT-CODESYS-3-S | Y7-171886 | 171886 | PLC Programlama Yazılımı | AUT | 543 | 1 | https://datasheet.eaton.com/datasheet.php?model=171886&locale=en_GB
| SW-XSOFT-CODESYS-3-M | Y7-171887 | 171887 | PLC Programlama Yazılımı (Çoklu Lisans) | AUT | 1503 | 1 | https://datasheet.eaton.com/datasheet.php?model=171887&locale=en_GB
| XV-102-A0-35MQR-10 | Y7-141759 | 141759 | Dokunmatik Panel (HMI) 3,5", Siyah-Beyaz, Eth | AUT | 762 | 1 | https://datasheet.eaton.com/datasheet.php?model=141759&locale=en_GB
| XV-102-A3-35MQR-10 | Y7-141821 | 141821 | Dokunmatik Panel (HMI) 3,5", Siyah-Beyaz, Eth,RS232 | AUT | 834 | 1 | https://datasheet.eaton.com/datasheet.php?model=141821&locale=en_GB
| XV-102-A4-35MQR-10 | Y7-141822 | 141822 | Dokunmatik Panel (HMI) 3,5", Siyah-Beyaz, Eth,RS485 | AUT | 834 | 1 | https://datasheet.eaton.com/datasheet.php?model=141822&locale=en_GB
| XV-102-A5-35MQR-10 | Y7-141823 | 141823 | Dokunmatik Panel (HMI) 3,5", Siyah-Beyaz, Eth,CAN,RS232 | AUT | 953 | 1 | https://datasheet.eaton.com/datasheet.php?model=141823&locale=en_GB
| XV-102-A2-35MQR-10 | Y7-141820 | 141820 | Dokunmatik Panel (HMI) 3,5", Siyah-Beyaz, Eth,Profibus | AUT | 953 | 1 | https://datasheet.eaton.com/datasheet.php?model=141820&locale=en_GB
| XV-102-B0-35TQR-10 | Y7-140007 | 140007 | Dokunmatik Panel (HMI) 3,5", Renkli, Eth | AUT | 931 | 1 | https://datasheet.eaton.com/datasheet.php?model=140007&locale=en_GB
| XV-102-B3-35TQR-10 | Y7-140009 | 140009 | Dokunmatik Panel (HMI) 3,5", Renkli, Eth,RS232 | AUT | 1002 | 1 | https://datasheet.eaton.com/datasheet.php?model=140009&locale=en_GB
| XV-102-B4-35TQR-10 | Y7-140010 | 140010 | Dokunmatik Panel (HMI) 3,5", Renkli, Eth,RS485 | AUT | 1002 | 1 | https://datasheet.eaton.com/datasheet.php?model=140010&locale=en_GB
| XV-102-B5-35TQR-10 | Y7-140011 | 140011 | Dokunmatik Panel (HMI) 3,5", Renkli, Eth,CAN,RS232 | AUT | 1119 | 1 | https://datasheet.eaton.com/datasheet.php?model=140011&locale=en_GB
| XV-102-B2-35TQR-10 | Y7-140008 | 140008 | Dokunmatik Panel (HMI) 3,5", Renkli, Eth,Profibus | AUT | 1119 | 1 | https://datasheet.eaton.com/datasheet.php?model=140008&locale=en_GB
| XV-102-H3-35TQRL-10 | Y7-171158 | 171158 | Dokunmatik Panel (HMI) 3,5", Renkli, Eth,RS232 | AUT | 732 | 1 | https://datasheet.eaton.com/datasheet.php?model=171158&locale=en_GB
| XV-102-D0-57TVR-10 | Y7-142530 | 142530 | Dokunmatik Panel (HMI) 5,7", Renkli, Eth,RS232 | AUT | 1284 | 1 | https://datasheet.eaton.com/datasheet.php?model=142530&locale=en_GB
| XV-102-D6-57TVR-10 | Y7-142531 | 142531 | Dokunmatik Panel (HMI) 5,7", Renkli, Eth,CAN,RS232,RS485 | AUT | 1479 | 1 | https://datasheet.eaton.com/datasheet.php?model=142531&locale=en_GB
| XV-102-D8-57TVR-10 | Y7-142532 | 142532 | Dokunmatik Panel (HMI) 5,7", Renkli, Eth,Profibus,RS232,RS485 | AUT | 1545 | 1 | https://datasheet.eaton.com/datasheet.php?model=142532&locale=en_GB
| XV-102-H3-57TVRL-10 | Y7-171160 | 171160 | Dokunmatik Panel (HMI) 5,7", Renkli, Eth,RS232 | AUT | 856 | 1 | https://datasheet.eaton.com/datasheet.php?model=171160&locale=en_GB
| XV-102-D0-70TWR-10 | Y7-142535 | 142535 | Dokunmatik Panel (HMI) 7", Renkli, Eth,RS232 | AUT | 1569 | 1 | https://datasheet.eaton.com/datasheet.php?model=142535&locale=en_GB
| XV-102-D6-70TWR-10 | Y7-142536 | 142536 | Dokunmatik Panel (HMI) 7", Renkli, Eth,CAN,RS232,RS485 | AUT | 1759 | 1 | https://datasheet.eaton.com/datasheet.php?model=142536&locale=en_GB
| XV-102-D8-70TWR-10 | Y7-142537 | 142537 | Dokunmatik Panel (HMI) 7", Renkli, Eth,Profibus,RS232,RS485 | AUT | 1831 | 1 | https://datasheet.eaton.com/datasheet.php?model=142537&locale=en_GB
| XV-102-H3-70TWRL-10 | Y7-171162 | 171162 | Dokunmatik Panel (HMI) 7", Renkli, Eth,RS232 | AUT | 897 | 1 | https://datasheet.eaton.com/datasheet.php?model=171162&locale=en_GB
| XV-102-B0-35MQR-10-PLC | Y7-140012 | 140012 | Dokunmatik Panel (HMI-PLC) 3,5", Siyah-Beyaz, Eth | AUT | 1023 | 1 | https://datasheet.eaton.com/datasheet.php?model=140012&locale=en_GB
| XV-102-B3-35MQR-10-PLC | Y7-140013 | 140013 | Dokunmatik Panel (HMI-PLC) 3,5", Siyah-Beyaz, Eth,RS232 | AUT | 1095 | 1 | https://datasheet.eaton.com/datasheet.php?model=140013&locale=en_GB
| XV-102-B5-35MQR-10-PLC | Y7-140015 | 140015 | Dokunmatik Panel (HMI-PLC) 3,5", Siyah-Beyaz, Eth,CAN,RS232 | AUT | 1213 | 1 | https://datasheet.eaton.com/datasheet.php?model=140015&locale=en_GB
| XV-102-B6-35MQR-10-PLC | Y7-140016 | 140016 | Dokunmatik Panel (HMI-PLC) 3,5", Siyah-Beyaz, Eth,CAN,RS485 | AUT | 1213 | 1 | https://datasheet.eaton.com/datasheet.php?model=140016&locale=en_GB
| XV-102-B8-35MQR-10-PLC | Y7-140017 | 140017 | Dokunmatik Panel (HMI-PLC) 3,5", Siyah-Beyaz, Eth,Profibus,RS485 | AUT | 1285 | 1 | https://datasheet.eaton.com/datasheet.php?model=140017&locale=en_GB
| XV-102-B0-35TQR-10-PLC | Y7-140018 | 140018 | Dokunmatik Panel (HMI-PLC) 3,5", Renkli, Eth | AUT | 1118 | 1 | https://datasheet.eaton.com/datasheet.php?model=140018&locale=en_GB
| XV-102-B3-35TQR-10-PLC | Y7-140019 | 140019 | Dokunmatik Panel (HMI-PLC) 3,5", Renkli, Eth,RS232 | AUT | 1188 | 1 | https://datasheet.eaton.com/datasheet.php?model=140019&locale=en_GB
| XV-102-B4-35TQR-10-PLC | Y7-140020 | 140020 | Dokunmatik Panel (HMI-PLC) 3,5", Renkli, Eth,RS485 | AUT | 1188 | 1 | https://datasheet.eaton.com/datasheet.php?model=140020&locale=en_GB
| XV-102-B5-35TQR-10-PLC | Y7-140021 | 140021 | Dokunmatik Panel (HMI-PLC) 3,5", Renkli, Eth,CAN,RS232 | AUT | 1310 | 1 | https://datasheet.eaton.com/datasheet.php?model=140021&locale=en_GB
| XV-102-B6-35TQR-10-PLC | Y7-140022 | 140022 | Dokunmatik Panel (HMI-PLC) 3,5", Renkli, Eth,CAN,RS485 | AUT | 1310 | 1 | https://datasheet.eaton.com/datasheet.php?model=140022&locale=en_GB
| XV-102-B8-35TQR-10-PLC | Y7-140023 | 140023 | Dokunmatik Panel (HMI-PLC) 3,5", Renkli, Eth,Profibus,RS485 | AUT | 1381 | 1 | https://datasheet.eaton.com/datasheet.php?model=140023&locale=en_GB
| XV-102-BE-35TQRC-10 | Y7-153524 | 153524 | Dokunmatik Panel (HMI-PLC) 3,5", Renkli, Eth,SmartWire-DT | AUT | 1414 | 1 | https://datasheet.eaton.com/datasheet.php?model=153524&locale=en_GB
| XV-102-B6-35TQR-1AL-PLC | Y7-144890 | 144890 | Dokunmatik Panel (HMI-PLC) 3,5", Renkli, Eth,CAN,RS485 | AUT | 1167 | 1 | https://datasheet.eaton.com/datasheet.php?model=144890&locale=en_GB
| XV-102-D6-57TVRC-10 | Y7-142533 | 142533 | Dokunmatik Panel (HMI-PLC) 5,7", Renkli, Eth,CAN,RS232,RS485 | AUT | 1666 | 1 | https://datasheet.eaton.com/datasheet.php?model=142533&locale=en_GB
| XV-102-D8-57TVRC-10 | Y7-142534 | 142534 | Dokunmatik Panel (HMI-PLC) 5,7", Renkli, Eth,Profibus,RS232,RS485 | AUT | 1737 | 1 | https://datasheet.eaton.com/datasheet.php?model=142534&locale=en_GB
| XV-102-E6-57TVRC-10 | Y7-153525 | 153525 | Dokunmatik Panel (HMI-PLC) 5,7", Renkli, Eth,CAN,RS232,RS485,SmartWire-DT | AUT | 2035 | 1 | https://datasheet.eaton.com/datasheet.php?model=153525&locale=en_GB
| XV-102-E8-57TVRC-10 | Y7-153526 | 153526 | Dokunmatik Panel (HMI-PLC) 5,7", Renkli, Eth,Profibus,RS232,RS485,SmartWire-DT | AUT | 2117 | 1 | https://datasheet.eaton.com/datasheet.php?model=153526&locale=en_GB
| XV-102-D6-57TVRC-1K | Y7-167789 | 167789 | Dokunmatik Panel (HMI-PLC) 5,7" | AUT | 1666 | 1 | https://datasheet.eaton.com/datasheet.php?model=167789&locale=en_GB
| XV-102-D6-70TWRC-10 | Y7-142538 | 142538 | Dokunmatik Panel (HMI-PLC) 7", Renkli, Eth,CAN,RS232,RS485 | AUT | 1949 | 1 | https://datasheet.eaton.com/datasheet.php?model=142538&locale=en_GB
| XV-102-D8-70TWRC-10 | Y7-142539 | 142539 | Dokunmatik Panel (HMI-PLC) 7", Renkli, Eth,Profibus,RS232,RS485 | AUT | 2018 | 1 | https://datasheet.eaton.com/datasheet.php?model=142539&locale=en_GB
| XV-102-E6-70TWRC-10 | Y7-153527 | 153527 | Dokunmatik Panel (HMI-PLC) 7", Renkli, Eth,CAN,RS232,RS485,SmartWire-DT | AUT | 2360 | 1 | https://datasheet.eaton.com/datasheet.php?model=153527&locale=en_GB
| XV-102-E8-70TWRC-10 | Y7-153528 | 153528 | Dokunmatik Panel (HMI-PLC) 7", Renkli, Eth,Profibus,RS232,RS485,SmartWire-DT | AUT | 2440 | 1 | https://datasheet.eaton.com/datasheet.php?model=153528&locale=en_GB
| XV-303-70-B00-A00-1B | Y7-179647 | 179647 | Dokunmatik Panel (HMI) 7", Renkli, Eth,CAN,RS232,RS485 | AUT | 2457 | 1 | https://datasheet.eaton.com/datasheet.php?model=179647&locale=en_GB
| XV-303-70-C00-A00-1B | Y7-179648 | 179648 | Dokunmatik Panel (HMI) 7", Renkli, 2xEth,CAN,RS232,RS485 | AUT | 2593 | 1 | https://datasheet.eaton.com/datasheet.php?model=179648&locale=en_GB
| XV-303-70-B02-A00-1B | Y7-179651 | 179651 | Dokunmatik Panel (HMI) 7", Renkli, Eth,CAN,Profibus,RS232,RS485 | AUT | 2680 | 1 | https://datasheet.eaton.com/datasheet.php?model=179651&locale=en_GB
| XV-303-70-C02-A00-1B | Y7-179652 | 179652 | Dokunmatik Panel (HMI) 7", Renkli, 2xEth,CAN,Profibus,RS232,RS485 | AUT | 2816 | 1 | https://datasheet.eaton.com/datasheet.php?model=179652&locale=en_GB
| XV-303-10-B00-A00-1B | Y7-179659 | 179659 | Dokunmatik Panel (HMI) 10,1", Renkli, Eth,CAN,RS232,RS485 | AUT | 3201 | 1 | https://datasheet.eaton.com/datasheet.php?model=179659&locale=en_GB
| XV-303-10-C00-A00-1B | Y7-179660 | 179660 | Dokunmatik Panel (HMI) 10,1", Renkli, 2xEth,CAN,RS232,RS485 | AUT | 3337 | 1 | https://datasheet.eaton.com/datasheet.php?model=179660&locale=en_GB
| XV-303-10-B02-A00-1B | Y7-179663 | 179663 | Dokunmatik Panel (HMI) 10,1", Renkli, Eth,CAN,Profibus,RS232,RS485 | AUT | 3424 | 1 | https://datasheet.eaton.com/datasheet.php?model=179663&locale=en_GB
| XV-303-10-C02-A00-1B | Y7-179664 | 179664 | Dokunmatik Panel (HMI) 10,1", Renkli, 2xEth,CAN,Profibus,RS232,RS485 | AUT | 3563 | 1 | https://datasheet.eaton.com/datasheet.php?model=179664&locale=en_GB
| XV-303-15-C00-A00-1B | Y7-191071 | 191071 | Dokunmatik Panel (HMI) 15,6", Renkli, 2xEth,CAN,RS232,RS485 | AUT | 4809 | 1 | https://datasheet.eaton.com/datasheet.php?model=191071&locale=en_GB
| XV-303-15-C02-A00-1B | Y7-191073 | 191073 | Dokunmatik Panel (HMI) 15,6", Renkli, 2xEth,CAN,Profibus,RS232,RS485 | AUT | 5042 | 1 | https://datasheet.eaton.com/datasheet.php?model=191073&locale=en_GB
| XV-303-70-B00-A00-1C | Y7-179649 | 179649 | Dokunmatik Panel (HMI-PLC) 7", Renkli, Eth,CAN,RS232,RS485 | AUT | 2677 | 1 | https://datasheet.eaton.com/datasheet.php?model=179649&locale=en_GB
| XV-303-70-C00-A00-1C | Y7-179650 | 179650 | Dokunmatik Panel (HMI-PLC) 7", Renkli, 2xEth,CAN,RS232,RS485 | AUT | 2812 | 1 | https://datasheet.eaton.com/datasheet.php?model=179650&locale=en_GB
| XV-303-70-B02-A00-1C | Y7-179653 | 179653 | Dokunmatik Panel (HMI-PLC) 7", Renkli, Eth,CAN,Profibus,RS232,RS485 | AUT | 2899 | 1 | https://datasheet.eaton.com/datasheet.php?model=179653&locale=en_GB
| XV-303-70-C02-A00-1C | Y7-179654 | 179654 | Dokunmatik Panel (HMI-PLC) 7", Renkli, 2xEth,CAN,Profibus,RS232,RS485 | AUT | 3035 | 1 | https://datasheet.eaton.com/datasheet.php?model=179654&locale=en_GB
| XV-303-70-BE0-A00-1C | Y7-179655 | 179655 | Dokunmatik Panel (HMI-PLC) 7", Renkli, Eth,CAN,RS232,RS485,SmartWire-DT | AUT | 2834 | 1 | https://datasheet.eaton.com/datasheet.php?model=179655&locale=en_GB
| XV-303-70-CE0-A00-1C | Y7-179656 | 179656 | Dokunmatik Panel (HMI-PLC) 7", Renkli, 2xEth,CAN,RS232,RS485,SmartWire-DT | AUT | 2972 | 1 | https://datasheet.eaton.com/datasheet.php?model=179656&locale=en_GB
| XV-303-70-BE2-A00-1C | Y7-179657 | 179657 | Dokunmatik Panel (HMI-PLC) 7", Renkli, Eth,CAN,Profibus,RS232,RS485,SmartWire-DT | AUT | 3057 | 1 | https://datasheet.eaton.com/datasheet.php?model=179657&locale=en_GB
| XV-303-70-CE2-A00-1C | Y7-179658 | 179658 | Dokunmatik Panel (HMI-PLC) 7", Renkli, 2xEth,CAN,Profibus,RS232,RS485,SmartWire-DT | AUT | 3194 | 1 | https://datasheet.eaton.com/datasheet.php?model=179658&locale=en_GB
| XV-303-10-B00-A00-1C | Y7-179661 | 179661 | Dokunmatik Panel (HMI-PLC) 10,1", Renkli, Eth,CAN,RS232,RS485 | AUT | 3420 | 1 | https://datasheet.eaton.com/datasheet.php?model=179661&locale=en_GB
| XV-303-10-C00-A00-1C | Y7-179662 | 179662 | Dokunmatik Panel (HMI-PLC) 10,1", Renkli, 2xEth,CAN,RS232,RS485 | AUT | 3555 | 1 | https://datasheet.eaton.com/datasheet.php?model=179662&locale=en_GB
| XV-303-10-B02-A00-1C | Y7-179665 | 179665 | Dokunmatik Panel (HMI-PLC) 10,1", Renkli, Eth,CAN,Profibus,RS232,RS485 | AUT | 3643 | 1 | https://datasheet.eaton.com/datasheet.php?model=179665&locale=en_GB
| XV-303-10-C02-A00-1C | Y7-179666 | 179666 | Dokunmatik Panel (HMI-PLC) 10,1", Renkli, 2xEth,CAN,Profibus,RS232,RS485 | AUT | 3779 | 1 | https://datasheet.eaton.com/datasheet.php?model=179666&locale=en_GB
| XV-303-10-BE0-A00-1C | Y7-179667 | 179667 | Dokunmatik Panel (HMI-PLC) 10,1", Renkli, Eth,CAN,RS232,RS485,SmartWire-DT | AUT | 3578 | 1 | https://datasheet.eaton.com/datasheet.php?model=179667&locale=en_GB
| XV-303-10-CE0-A00-1C | Y7-179668 | 179668 | Dokunmatik Panel (HMI-PLC) 10,1", Renkli, 2xEth,CAN,RS232,RS485,SmartWire-DT | AUT | 3714 | 1 | https://datasheet.eaton.com/datasheet.php?model=179668&locale=en_GB
| XV-303-10-BE2-A00-1C | Y7-179669 | 179669 | Dokunmatik Panel (HMI-PLC) 10,1", Renkli, Eth,Profibus,RS232,RS485,SmartWire-DT | AUT | 3802 | 1 | https://datasheet.eaton.com/datasheet.php?model=179669&locale=en_GB
| XV-303-10-CE2-A00-1C | Y7-179670 | 179670 | Dokunmatik Panel (HMI-PLC) 10,1", Renkli, 2xEth,Profibus,RS232,RS485,SmartWire-DT | AUT | 3938 | 1 | https://datasheet.eaton.com/datasheet.php?model=179670&locale=en_GB
| XV-303-15-C00-A00-1C | Y7-191072 | 191072 | Dokunmatik Panel (HMI-PLC) 15,6", Renkli, 2xEth,CAN,RS232,RS485 | AUT | 5037 | 1 | https://datasheet.eaton.com/datasheet.php?model=191072&locale=en_GB
| XV-303-15-C02-A00-1C | Y7-191074 | 191074 | Dokunmatik Panel (HMI-PLC) 15,6", Renkli, 2xEth,CAN,Profibus,RS232,RS485 | AUT | 5270 | 1 | https://datasheet.eaton.com/datasheet.php?model=191074&locale=en_GB
| XV-303-15-CE0-A00-1C | Y7-191075 | 191075 | Dokunmatik Panel (HMI-PLC) 15,6", Renkli, 2xEth,CAN,RS232,RS485,SmartWire-DT | AUT | 5204 | 1 | https://datasheet.eaton.com/datasheet.php?model=191075&locale=en_GB
| XV-303-15-CE2-A00-1C | Y7-191076 | 191076 | Dokunmatik Panel (HMI-PLC) 15,6", Renkli, 2xEth,CAN,Profibus,RS232,RS485,SmartWire-DT | AUT | 5435 | 1 | https://datasheet.eaton.com/datasheet.php?model=191076&locale=en_GB
| XV-303-70-C00-A00-1E | Y7-184577 | 184577 | Dokunmatik Panel (HMI-PLC) 7", Visiual Designer | AUT | 3461 | 1 | https://datasheet.eaton.com/datasheet.php?model=184577&locale=en_GB
| XV-303-70-CE0-A00-1E | Y7-184578 | 184578 | Dokunmatik Panel (HMI-PLC) 7", Visiual Designer | AUT | 3633 | 1 | https://datasheet.eaton.com/datasheet.php?model=184578&locale=en_GB
| XV-303-10-C00-A00-1E | Y7-184580 | 184580 | Dokunmatik Panel (HMI-PLC) 10.1", Visiual Designer | AUT | 4269 | 1 | https://datasheet.eaton.com/datasheet.php?model=184580&locale=en_GB
| XV-303-10-CE0-A00-1E | Y7-184581 | 184581 | Dokunmatik Panel (HMI-PLC) 10.1", Visiual Designer | AUT | 4441 | 1 | https://datasheet.eaton.com/datasheet.php?model=184581&locale=en_GB
| XV-303-15-C00-A00-1D | Y7-191077 | 191077 | Dokunmatik Panel (HMI) 15,6", CAN,Visiual Designer | AUT | 5198 | 1 | https://datasheet.eaton.com/datasheet.php?model=191077&locale=en_GB
| XV-303-15-C00-A00-1E | Y7-191078 | 191078 | Dokunmatik Panel (HMI-PLC) 15,6", CAN,Visiual Designer | AUT | 5424 | 1 | https://datasheet.eaton.com/datasheet.php?model=191078&locale=en_GB
| XV-303-15-CE0-A00-1E | Y7-191079 | 191079 | Dokunmatik Panel (HMI-PLC) 15,6", CAN,SWDT,Visiual Designer | AUT | 5590 | 1 | https://datasheet.eaton.com/datasheet.php?model=191079&locale=en_GB
| XV-313-70-B00-A00-1C | Y7-179671 | 179671 | Dokunmatik Panel (HMI-PLC) 7", Renkli, Eth,CAN,RS232,RS485 | AUT | 2986 | 1 | https://datasheet.eaton.com/datasheet.php?model=179671&locale=en_GB
| XV-313-10-B00-A00-1C | Y7-179672 | 179672 | Dokunmatik Panel (HMI-PLC) 10,1", Renkli, Eth,CAN,RS232,RS485 | AUT | 3802 | 1 | https://datasheet.eaton.com/datasheet.php?model=179672&locale=en_GB
| XV-363-57-C00-A00-1B | Y7-197664 | 197664 | Dokunmatik Panel (HMI) 5,7", TFT Renkli, IR, 2xEth,CAN,RS232,RS485 | AUT | 3502 | 1 | https://datasheet.eaton.com/datasheet.php?model=197664&locale=en_GB
| XV-363-10-C00-A00-1B | Y7-197665 | 197665 | Dokunmatik Panel (HMI) 10,4", TFT Renkli, IR, 2xEth,CAN,RS232,RS485 | AUT | 5272 | 1 | https://datasheet.eaton.com/datasheet.php?model=197665&locale=en_GB
| XV-363-12-C00-A00-1B | Y7-197666 | 197666 | Dokunmatik Panel (HMI) 12,1", TFT Renkli, IR, 2xEth,CAN,RS232,RS485 | AUT | 6538 | 1 | https://datasheet.eaton.com/datasheet.php?model=197666&locale=en_GB
| XV-363-57-C02-A00-1B | Y7-197667 | 197667 | Dokunmatik Panel (HMI) 5,7", TFT Renkli, IR, 2xEth,CAN,Profibus,RS232,RS485 | AUT | 3733 | 1 | https://datasheet.eaton.com/datasheet.php?model=197667&locale=en_GB
| XV-363-10-C02-A00-1B | Y7-197668 | 197668 | Dokunmatik Panel (HMI) 10,4", TFT Renkli, IR, 2xEth,CAN,Profibus,RS232,RS485 | AUT | 5504 | 1 | https://datasheet.eaton.com/datasheet.php?model=197668&locale=en_GB
| XV-363-12-C02-A00-1B | Y7-197669 | 197669 | Dokunmatik Panel (HMI) 12,1", TFT Renkli, IR, 2xEth,CAN,Profibus,RS232,RS485 | AUT | 6768 | 1 | https://datasheet.eaton.com/datasheet.php?model=197669&locale=en_GB
| XH-303-70-A10-A00-2B | Y7-199882 | 199882 | Dokunmatik Web Panel (HMI) 7", Renkli, Eth (1000/100/10 Mbps), USB | AUT | 2267 | 1 | https://datasheet.eaton.com/datasheet.php?model=199882&locale=en_GB
| XH-303-10-A10-A00-2B | Y7-199883 | 199883 | Dokunmatik Web Panel (HMI) 10,1", Renkli, Eth (1000/100/10 Mbps), USB | AUT | 2610 | 1 | https://datasheet.eaton.com/datasheet.php?model=199883&locale=en_GB
| XH-303-15-A10-A00-2B | Y7-199884 | 199884 | Dokunmatik Web Panel (HMI) 15,6", Renkli, Eth (1000/100/10 Mbps), USB | AUT | 3501 | 1 | https://datasheet.eaton.com/datasheet.php?model=199884&locale=en_GB
| MEMORY-SD-A2-S | Y7-181638 | 181638 | Hafıza Kartı (XV100, XV300, XC-CPU201 için) | AUT | 98.3 | 1 | https://datasheet.eaton.com/datasheet.php?model=181638&locale=en_GB
| MEMORY-SD-A1-S | Y7-139807 | 139807 | Hafıza Kartı (XV100, XC-CPU101 için) | AUT | 64.6 | 1 | https://datasheet.eaton.com/datasheet.php?model=139807&locale=en_GB
| LIC-PLC-MXP-COMPACT | Y7-142581 | 142581 | Lisans (XV100 ve XV150 için) | AUT | 202.1 | 1 | https://datasheet.eaton.com/datasheet.php?model=142581&locale=en_GB
| LIC-OPT-1ST-LEVEL | Y7-140391 | 140391 | Lisans (XV100, XV150, XV200 ve XV400 için) | AUT | 175.1 | 1 | https://datasheet.eaton.com/datasheet.php?model=140391&locale=en_GB
| LIC-OPT-2ND-LEVEL | Y7-140392 | 140392 | Lisans (XV100, XV150, XV200 ve XV400 için) | AUT | 351.3 | 1 | https://datasheet.eaton.com/datasheet.php?model=140392&locale=en_GB
| LIC-PLC-A | Y7-181585 | 181585 | Lisans (XV300 için) | AUT | 259.5 | 1 | https://datasheet.eaton.com/datasheet.php?model=181585&locale=en_GB
| ACCESSORIES-HKS-IP65 | Y7-139809 | 139809 | Sabitleme Aparatı (XV400 için) | AUT | 40.82 | 1 | https://datasheet.eaton.com/datasheet.php?model=139809&locale=en_GB
| ACCESSORIES-TP-10-KG | Y7-181637 | 181637 | Sabitleme Aparatı (XV303 için) | AUT | 55.3 | 1 | https://datasheet.eaton.com/datasheet.php?model=181637&locale=en_GB
| MEMORY-CF-A1-S | Y7-139528 | 139528 | Hafıza Kartı (XV200 ve XV400 için) | AUT | 77.5 | 1 | https://datasheet.eaton.com/datasheet.php?model=139528&locale=en_GB
| MEMORY-CFAST-A1-S | Y7-197653 | 197653 | Hafıza Kartı (XP500 için) | AUT | 537 | 1 | https://datasheet.eaton.com/datasheet.php?model=197653&locale=en_GB
| COM-PDP-TP | Y7-139849 | 139849 | Haberleşme Kartı (XV400 için) PROFIBUS-DP Slave | AUT | 769 | 1 | https://datasheet.eaton.com/datasheet.php?model=139849&locale=en_GB
| XT-CAT5-X-2 | Y7-256487 | 256487 | Programlama Kablosu (XV100, XV200 ve XV400 için) | AUT | 48.41 | 1 | https://datasheet.eaton.com/datasheet.php?model=256487&locale=en_GB
| XT-CAT5-X-5 | Y7-256488 | 256488 | Programlama Kablosu (XV100, XV200 ve XV400 için) | AUT | 58.6 | 1 | https://datasheet.eaton.com/datasheet.php?model=256488&locale=en_GB
| LIC-OS-CE50-C | Y7-140406 | 140406 | Lisans (XV200 ve XV400 için) | AUT | 80.7 | 1 | https://datasheet.eaton.com/datasheet.php?model=140406&locale=en_GB
| LIC-PLC-MXP-SMALL | Y7-140389 | 140389 | Lisans (XV200 ve XV400 için) | AUT | 395.1 | 1 | https://datasheet.eaton.com/datasheet.php?model=140389&locale=en_GB
| LIC-PLC-MXP-MEDIUM | Y7-140390 | 140390 | Lisans (XV400 için) | AUT | 558 | 1 | https://datasheet.eaton.com/datasheet.php?model=140390&locale=en_GB
| LIC-GALILEO-OPEN-PC | Y7-140385 | 140385 | Lisans (PC için GALILEO Open) | AUT | 3846 | 1 | https://datasheet.eaton.com/datasheet.php?model=140385&locale=en_GB
| SW-GALILEO-S | Y7-171500 | 171500 | Programlama Yazılımı (HMI özelliği için) | AUT | 543 | 1 | https://datasheet.eaton.com/datasheet.php?model=171500&locale=en_GB
| SW-GALILEO | Y7-140379 | 140379 | Programlama Yazılımı (HMI özelliği için, çoklu lisans) | AUT | 1396 | 1 | https://datasheet.eaton.com/datasheet.php?model=140379&locale=en_GB
| SW-XSOFT-CODESYS-2-S | Y7-142582 | 142582 | Programlama Yazılımı (PLC özelliği için) | AUT | 543 | 1 | https://datasheet.eaton.com/datasheet.php?model=142582&locale=en_GB
| SW-XSOFT-CODESYS-2-M | Y7-142583 | 142583 | Programlama Yazılımı (PLC özelliği için, Çoklu Lisans) | AUT | 1503 | 1 | https://datasheet.eaton.com/datasheet.php?model=142583&locale=en_GB
| SW-XSOFT-CODESYS-3-S | Y7-171886 | 171886 | Programlama Yazılımı (PLC özelliği için) | AUT | 543 | 1 | https://datasheet.eaton.com/datasheet.php?model=171886&locale=en_GB
| SW-XSOFT-CODESYS-3-M | Y7-171887 | 171887 | Programlama Yazılımı (PLC özelliği için, Çoklu Lisans) | AUT | 1503 | 1 | https://datasheet.eaton.com/datasheet.php?model=171887&locale=en_GB
| XP-504-10-A10-A01-2B | Y7-199996 | 199996 | 10" Panel-PC, Galileo Runtime | AUT | 5645 | 1 | https://datasheet.eaton.com/datasheet.php?model=199996&locale=en_GB
| XP-504-15-A10-A01-2B | Y7-199998 | 199998 | 15" Panel-PC, Galileo Runtime | AUT | 6194 | 1 | https://datasheet.eaton.com/datasheet.php?model=199998&locale=en_GB
| XP-504-21-A10-A01-2B | Y7-360002 | 360002 | 21" Panel-PC, Galileo Runtime | AUT | 7572 | 1 | https://datasheet.eaton.com/datasheet.php?model=360002&locale=en_GB
| XP-504-15-A40-A01S05 | Y7-360000 | 360000 | 15" Panel-PC, 240GB SSD | AUT | 7380 | 1 | https://datasheet.eaton.com/datasheet.php?model=360000&locale=en_GB
| XP-504-10-A10-A01-2V | Y7-199997 | 199997 | 10" Panel-PC, Visual Designer Runtime | AUT | 6560 | 1 | https://datasheet.eaton.com/datasheet.php?model=199997&locale=en_GB
| XP-504-15-A10-A01-2V | Y7-199999 | 199999 | 15" Panel-PC, Visual Designer Runtime | AUT | 7118 | 1 | https://datasheet.eaton.com/datasheet.php?model=199999&locale=en_GB
| XP-504-21-A10-A01-2V | Y7-360003 | 360003 | 21" Panel-PC, Visual Designer Runtime | AUT | 8515 | 1 | https://datasheet.eaton.com/datasheet.php?model=360003&locale=en_GB
| XP-504-10-TERMINAL | Y7-400137 | 400137 | 10.1" Terminal | AUT | 3410 | 1 | https://datasheet.eaton.com/datasheet.php?model=400137&locale=en_GB
| XP-504-10-TERMINAL-EXT | Y7-400140 | 400140 | 10.1" Terminal Extender RX | AUT | 3685 | 1 | https://datasheet.eaton.com/datasheet.php?model=400140&locale=en_GB
| XP-504-15-TERMINAL | Y7-400138 | 400138 | 15,6" Terminal | AUT | 3520 | 1 | https://datasheet.eaton.com/datasheet.php?model=400138&locale=en_GB
| XP-504-15-TERMINAL-EXT | Y7-400141 | 400141 | 15,6" Terminal Extender RX | AUT | 3795 | 1 | https://datasheet.eaton.com/datasheet.php?model=400141&locale=en_GB
| XP-504-21-TERMINAL | Y7-400139 | 400139 | 21,5" Terminal | AUT | 4070 | 1 | https://datasheet.eaton.com/datasheet.php?model=400139&locale=en_GB
| XP-504-21-TERMINAL-EXT | Y7-400142 | 400142 | 21,5" Terminal Extender RX | AUT | 4345 | 1 | https://datasheet.eaton.com/datasheet.php?model=400142&locale=en_GB
| XP-504-BOXPC-A10-A01-2B | Y7-400011 | 400011 | Box-PC, Galileo Runtime | AUT | 3575 | 1 | https://datasheet.eaton.com/datasheet.php?model=400011&locale=en_GB
| XP-504-BOXPC-A10-A01-2V | Y7-400012 | 400012 | Box-PC, Visual designer | AUT | 4003 | 1 | https://datasheet.eaton.com/datasheet.php?model=400012&locale=en_GB
| XP-504-EXT-MODUL | Y7-400013 | 400013 | Range Extender TX | AUT | 1370 | 1 | https://datasheet.eaton.com/datasheet.php?model=400013&locale=en_GB
| XN-312-GW-CAN | Y7-178782 | 178782 | XN300 Haberleşme Modülü - CANopen | AUT | 315.5 | 1 | https://datasheet.eaton.com/datasheet.php?model=178782&locale=en_GB
| XN-312-GW-EC | Y7-178785 | 178785 | XN300 Haberleşme Modülü - EtherCAT | AUT | 372 | 1 | https://datasheet.eaton.com/datasheet.php?model=178785&locale=en_GB
| XN-322-8DI-PD | Y7-183172 | 183172 | XN300 Dijital Giriş Modülü - 8DI, 24VDC, 5.0ms | AUT | 160.6 | 1 | https://datasheet.eaton.com/datasheet.php?model=183172&locale=en_GB
| XN-322-16DI-PD | Y7-183173 | 183173 | XN300 Dijital Giriş Modülü - 16DI, 24VDC, 5.0ms | AUT | 198.4 | 1 | https://datasheet.eaton.com/datasheet.php?model=183173&locale=en_GB
| XN-322-20DI-PF | Y7-178768 | 178768 | XN300 Dijital Giriş Modülü - 20DI, 24VDC, 0.5ms | AUT | 232.1 | 1 | https://datasheet.eaton.com/datasheet.php?model=178768&locale=en_GB
| XN-322-20DI-PD | Y7-178786 | 178786 | XN300 Dijital Giriş Modülü - 20DI, 24VDC, 5.0ms | AUT | 232.1 | 1 | https://datasheet.eaton.com/datasheet.php?model=178786&locale=en_GB
| XN-322-20DI-ND | Y7-183174 | 183174 | XN300 Dijital Giriş Modülü - 20DI, 24VDC, 5.0ms, Negatif anahtarlama | AUT | 275.4 | 1 | https://datasheet.eaton.com/datasheet.php?model=183174&locale=en_GB
| XN-322-20DI-PCNT | Y7-178767 | 178767 | XN300 Dijital Giriş Modülü - 20DI, 24VDC, 2/4 CNT, 25kHz | AUT | 261.4 | 1 | https://datasheet.eaton.com/datasheet.php?model=178767&locale=en_GB
| XN-322-8DO-P05 | Y7-183175 | 183175 | XN300 Dijital Çıkış Modülü - 8DO, 24VDC, 0.5A | AUT | 207.3 | 1 | https://datasheet.eaton.com/datasheet.php?model=183175&locale=en_GB
| XN-322-16DO-P05 | Y7-178787 | 178787 | XN300 Dijital Çıkış Modülü - 16DO, 24VDC, 0.5A | AUT | 275.4 | 1 | https://datasheet.eaton.com/datasheet.php?model=178787&locale=en_GB
| XN-322-12DO-P17 | Y7-178788 | 178788 | XN300 Dijital Çıkış Modülü - 12DO, 24VDC, 1.7A | AUT | 349 | 1 | https://datasheet.eaton.com/datasheet.php?model=178788&locale=en_GB
| XN-322-4DO-RNO | Y7-178779 | 178779 | XN300 Röle Çıkış Modülü - 4RO (NA) | AUT | 248 | 1 | https://datasheet.eaton.com/datasheet.php?model=178779&locale=en_GB
| XN-322-5DO-RCO | EP-400999 | 400999 | XN300 Röle Çıkış Modülü - 5RO (A/K) | AUT | 286.8 | 1 | https://datasheet.eaton.com/datasheet.php?model=400999&locale=en_GB
| XN-322-8DIO-PD05 | Y7-183178 | 183178 | XN300 Dijital Giriş-Çıkış Modülü - 4DI 0.5ms, 4DO 0.5A, 24VDC | AUT | 248 | 1 | https://datasheet.eaton.com/datasheet.php?model=183178&locale=en_GB
| XN-322-16DIO-PD05 | Y7-183179 | 183179 | XN300 Dijital Giriş-Çıkış Modülü - 8DI 0.5ms, 8DO 0.5A, 24VDC | AUT | 302.5 | 1 | https://datasheet.eaton.com/datasheet.php?model=183179&locale=en_GB
| XN-322-16DIO-PC05 | Y7-183180 | 183180 | XN300 Dijital Giriş-Çıkış Modülü - 8DI 0.001ms ve 0.5ms, 8DO 0.5A, 24VDC, CNT 25kHz | AUT | 359.2 | 1 | https://datasheet.eaton.com/datasheet.php?model=183180&locale=en_GB
| XN-322-16MIO-DIOAI | EP-401004 | 401004 | XN300 Dijital Giriş-Çıkış Modülü - 6DI 0.5ms, 2AI (+/-10V, 0/4-20mA), 8DO 0.5A, 24VDC | AUT | 587 | 1 | https://datasheet.eaton.com/datasheet.php?model=401004&locale=en_GB
| XN-322-8AI-I | Y7-179288 | 179288 | XN300 Analog Giriş Modülü - 8AI, 0/4-20mA | AUT | 494.4 | 1 | https://datasheet.eaton.com/datasheet.php?model=179288&locale=en_GB
| XN-322-7AI-U2PT | Y7-178789 | 178789 | XN300 Analog Giriş Modülü - 6AI, +/-10V, 1 PT/KTY, Uref | AUT | 521 | 1 | https://datasheet.eaton.com/datasheet.php?model=178789&locale=en_GB
| XN-322-10AI-TEKT | Y7-178792 | 178792 | XN300 Analog Giriş Modülü - 8AI, Termokupl , 2 KTY | AUT | 579 | 1 | https://datasheet.eaton.com/datasheet.php?model=178792&locale=en_GB
| XN-322-4AI-PTNI | Y7-178772 | 178772 | XN300 Analog Giriş Modülü - 4AI, PT/Ni/KTY/R, 2/3 Wire | AUT | 549 | 1 | https://datasheet.eaton.com/datasheet.php?model=178772&locale=en_GB
| XN-322-8AI-PTKT | EP-401002 | 401002 | XN300 Analog Giriş Modülü - 8AI, PT1000/KTY/R, 2 Wire | AUT | 431.1 | 1 | https://datasheet.eaton.com/datasheet.php?model=401002&locale=en_GB
| XN-322-8AO-U2 | Y7-178790 | 178790 | XN300 Analog Çıkış Modülü - 8AO, +/-10V | AUT | 549 | 1 | https://datasheet.eaton.com/datasheet.php?model=178790&locale=en_GB
| XN-322-4AO-UI | EP-401001 | 401001 | XN300 Analog Çıkış Modülü - 4AO (+/-10V veya 0/4-20mA konfigüre edilebilir) | AUT | 903 | 1 | https://datasheet.eaton.com/datasheet.php?model=401001&locale=en_GB
| XN-322-4AIO-U2 | Y7-183181 | 183181 | XN300 Analog Giriş-Çıkış Modülü - 2AI, 2AO, +/-10 V, Uref | AUT | 497 | 1 | https://datasheet.eaton.com/datasheet.php?model=183181&locale=en_GB
| XN-322-4AIO-I | Y7-183182 | 183182 | XN300 Analog Giriş-Çıkış Modülü - 2AI, 2AO, 0/4 - 20 mA | AUT | 497 | 1 | https://datasheet.eaton.com/datasheet.php?model=183182&locale=en_GB
| XN-322-8AIO-U2 | Y7-178791 | 178791 | XN300 Analog Giriş-Çıkış Modülü - 4AI, 4AO, +/-10V, Uref | AUT | 638 | 1 | https://datasheet.eaton.com/datasheet.php?model=178791&locale=en_GB
| XN-322-8AIO-I | Y7-178771 | 178771 | XN300 Analog Giriş-Çıkış Modülü - 4AI, 4AO, 0/4 - 20 mA | AUT | 607 | 1 | https://datasheet.eaton.com/datasheet.php?model=178771&locale=en_GB
| XN-322-1CNT-8DIO | Y7-178795 | 178795 | XN300 Sayıcı Modülü - 1 CNT, 125kHz, 16Bit, 4DI, 4DO | AUT | 405.5 | 1 | https://datasheet.eaton.com/datasheet.php?model=178795&locale=en_GB
| XN-322-2DMS-WM | Y7-178793 | 178793 | XN300 Tartı Modülü - 2DMS, 24Bit | AUT | 870 | 1 | https://datasheet.eaton.com/datasheet.php?model=178793&locale=en_GB
| XN-322-1DCD-B35 | Y7-178794 | 178794 | XN300 DC-Motor Sürücü Modülü - 12-30V, Brush, 3.5A | AUT | 521 | 1 | https://datasheet.eaton.com/datasheet.php?model=178794&locale=en_GB
| XN-322-2SSI | Y7-178773 | 178773 | XN300 Seri Bağlantı Modülü - 2 SSI, RS422, 32Bit | AUT | 405.5 | 1 | https://datasheet.eaton.com/datasheet.php?model=178773&locale=en_GB
| XN-322-2SI-RS | Y7-183170 | 183170 | XN300 Seri Bağlantı Modülü - 1 RS232, 1 RS485 | AUT | 412.4 | 1 | https://datasheet.eaton.com/datasheet.php?model=183170&locale=en_GB
| XN-322-2PWM | EP-401003 | 401003 | XN300 PWM Modülü - 2 PWM çıkışı, 24VDC, 1A, 20kHz | AUT | 328.5 | 1 | https://datasheet.eaton.com/datasheet.php?model=401003&locale=en_GB
| XN-322-4PS-20 | Y7-178796 | 178796 | XN300 Güç Kaynağı Modülü - 4 x 24VDC/2A | AUT | 160.6 | 1 | https://datasheet.eaton.com/datasheet.php?model=178796&locale=en_GB
| XN-322-18PD-M | Y7-178769 | 178769 | XN300 Güç Dağıtım Modülü - 18 Kanal, GND | AUT | 72.9 | 1 | https://datasheet.eaton.com/datasheet.php?model=178769&locale=en_GB
| XN-322-18PD-P | Y7-178770 | 178770 | XN300 Güç Dağıtım Modülü - 18 Kanal, VCC | AUT | 72.9 | 1 | https://datasheet.eaton.com/datasheet.php?model=178770&locale=en_GB
| XN-332-5ETH-UMS | Y7-199711 | 199711 | XN300 Endüstriyel Switch - 5 Ports,100Mbit/s (Bağımsız kullanılabilir) | AUT | 230.1 | 1 | https://datasheet.eaton.com/datasheet.php?model=199711&locale=en_GB
| XNE-GWBR-CANOPEN | Y7-140044 | 140044 | XI/ON Haberleşme Modülü - CANopen | AUT | 374.3 | 1 | https://datasheet.eaton.com/datasheet.php?model=140044&locale=en_GB
| XNE-GWBR-2ETH-MB | Y7-152279 | 152279 | XI/ON Haberleşme Modülü - Modbus TCP | AUT | 471.7 | 1 | https://datasheet.eaton.com/datasheet.php?model=152279&locale=en_GB
| XNE-GWBR-2ETH-IP | Y7-140047 | 140047 | XI/ON Haberleşme Modülü - Ethernet IP | AUT | 563 | 1 | https://datasheet.eaton.com/datasheet.php?model=140047&locale=en_GB
| XNE-8DI-24VDC-P | Y7-140035 | 140035 | XI/ON Dijital Giriş Modülü - 8DI (24VDC) | AUT | 127.3 | 1 | https://datasheet.eaton.com/datasheet.php?model=140035&locale=en_GB
| XNE-16DI-24VDC-P | Y7-140040 | 140040 | XI/ON Dijital Giriş Modülü - 16DI (24VDC) | AUT | 216.3 | 1 | https://datasheet.eaton.com/datasheet.php?model=140040&locale=en_GB
| XNE-8AI-U/I-4PT/NI | Y7-140037 | 140037 | XI/ON Analog Giriş Modülü - 8AI (U/I) + 4AI (PT/Ni) | AUT | 563 | 1 | https://datasheet.eaton.com/datasheet.php?model=140037&locale=en_GB
| XNE-8DO-24VDC-0.5A-P | Y7-140036 | 140036 | XI/ON Dijital Çıkış Modülü - 8DO (24VDC) | AUT | 149.9 | 1 | https://datasheet.eaton.com/datasheet.php?model=140036&locale=en_GB
| XNE-16DO-24VDC-0.5A-P | Y7-140039 | 140039 | XI/ON Dijital Çıkış Modülü - 16DO (24VDC) | AUT | 251.9 | 1 | https://datasheet.eaton.com/datasheet.php?model=140039&locale=en_GB
| XNE-4AO-U/I | Y7-140034 | 140034 | XI/ON Analog Çıkış Modülü - 4AO (U/I) | AUT | 517 | 1 | https://datasheet.eaton.com/datasheet.php?model=140034&locale=en_GB
| XN-BR-24VDC-D | Y7-140071 | 140071 | XI/ON Güç Kaynağı Modülü (24VDC) | AUT | 144.6 | 1 | https://datasheet.eaton.com/datasheet.php?model=140071&locale=en_GB
| XN-PF-24VDC-D | Y7-140070 | 140070 | XI/ON Güç Kaynağı Modülü (24VDC) | AUT | 72.5 | 1 | https://datasheet.eaton.com/datasheet.php?model=140070&locale=en_GB
| XN-PF-120/230VAC-D | Y7-140072 | 140072 | XI/ON Güç Kaynağı Modülü (120/230VAC) | AUT | 104.8 | 1 | https://datasheet.eaton.com/datasheet.php?model=140072&locale=en_GB
| XN-P3S-SBB | Y7-140085 | 140085 | XI/ON Klemens Bloğu | AUT | 19.6 | 1 | https://datasheet.eaton.com/datasheet.php?model=140085&locale=en_GB
| XN-P3T-SBB | Y7-140074 | 140074 | XI/ON Klemens Bloğu | AUT | 19.6 | 1 | https://datasheet.eaton.com/datasheet.php?model=140074&locale=en_GB
| XN-P4T-SBBC | Y7-140076 | 140076 | 4 connection spring-loaded term. supply8 | AUT | 29.17 | 1 | https://datasheet.eaton.com/datasheet.php?model=140076&locale=en_GB
| XN-2DI-24VDC-P | Y7-140056 | 140056 | XI/ON Dijital Giriş Modülü - 2DI (24VDC) | AUT | 70.5 | 1 | https://datasheet.eaton.com/datasheet.php?model=140056&locale=en_GB
| XN-2DI-120/230VAC | Y7-140058 | 140058 | XI/ON Dijital Giriş Modülü - 2DI (120/230VAC) | AUT | 80 | 1 | https://datasheet.eaton.com/datasheet.php?model=140058&locale=en_GB
| XN-S3S-SBB | Y7-140088 | 140088 | XI/ON Klemens Bloğu | AUT | 18.25 | 1 | https://datasheet.eaton.com/datasheet.php?model=140088&locale=en_GB
| XN-S3T-SBB | Y7-140077 | 140077 | XI/ON Klemens Bloğu | AUT | 18.25 | 1 | https://datasheet.eaton.com/datasheet.php?model=140077&locale=en_GB
| XN-4DI-24VDC-P | Y7-140052 | 140052 | XI/ON Dijital Giriş Modülü - 4DI (24VDC) | AUT | 66.8 | 1 | https://datasheet.eaton.com/datasheet.php?model=140052&locale=en_GB
| XN-S6S-SBBSBB | Y7-140093 | 140093 | XI/ON Klemens Bloğu | AUT | 25.36 | 1 | https://datasheet.eaton.com/datasheet.php?model=140093&locale=en_GB
| XN-S6T-SBBSBB | Y7-140082 | 140082 | XI/ON Klemens Bloğu | AUT | 25.36 | 1 | https://datasheet.eaton.com/datasheet.php?model=140082&locale=en_GB
| XN-16DI-24VDC-P | Y7-140142 | 140142 | XI/ON Dijital Giriş Modülü - 16DI (24VDC) | AUT | 218 | 1 | https://datasheet.eaton.com/datasheet.php?model=140142&locale=en_GB
| XN-B3S-SBB | Y7-140137 | 140137 | XI/ON Klemens Bloğu | AUT | 123.5 | 1 | https://datasheet.eaton.com/datasheet.php?model=140137&locale=en_GB
| XN-B3T-SBB | Y7-140133 | 140133 | XI/ON Klemens Bloğu | AUT | 102.1 | 1 | https://datasheet.eaton.com/datasheet.php?model=140133&locale=en_GB
| XN-32DI-24VDC-P | Y7-140147 | 140147 | XI/ON Dijital Giriş Modülü - 32DI (24VDC) | AUT | 409.1 | 1 | https://datasheet.eaton.com/datasheet.php?model=140147&locale=en_GB
| XN-B6S-SBBSBB | Y7-140140 | 140140 | XI/ON Klemens Bloğu | AUT | 171.5 | 1 | https://datasheet.eaton.com/datasheet.php?model=140140&locale=en_GB
| XN-B6T-SBBSBB | Y7-140136 | 140136 | XI/ON Klemens Bloğu | AUT | 191.4 | 1 | https://datasheet.eaton.com/datasheet.php?model=140136&locale=en_GB
| XN-1AI-I(0/4...20MA) | Y7-140063 | 140063 | XI/ON Analog Giriş Modülü - 1AI (I) | AUT | 294.7 | 1 | https://datasheet.eaton.com/datasheet.php?model=140063&locale=en_GB
| XN-1AI-U(-10/0...+10VDC) | Y7-140064 | 140064 | XI/ON Analog Giriş Modülü - 1AI (U) | AUT | 294.7 | 1 | https://datasheet.eaton.com/datasheet.php?model=140064&locale=en_GB
| XN-2AI-I(0/4...20MA) | Y7-140144 | 140144 | XI/ON Analog Giriş Modülü - 2AI (I) | AUT | 422.3 | 1 | https://datasheet.eaton.com/datasheet.php?model=140144&locale=en_GB
| XN-2AI-U(-10/0...+10VDC) | Y7-140145 | 140145 | XI/ON Analog Giriş Modülü - 2AI (U) | AUT | 422.3 | 1 | https://datasheet.eaton.com/datasheet.php?model=140145&locale=en_GB
| XN-2AI-PT/NI-2/3 | Y7-140067 | 140067 | XI/ON Analog Giriş Modülü - 2AI (PT/Ni) | AUT | 471.7 | 1 | https://datasheet.eaton.com/datasheet.php?model=140067&locale=en_GB
| XN-S3S-SBB | Y7-140088 | 140088 | XI/ON Klemens Bloğu | AUT | 18.25 | 1 | https://datasheet.eaton.com/datasheet.php?model=140088&locale=en_GB
| XN-S3T-SBB | Y7-140077 | 140077 | XI/ON Klemens Bloğu | AUT | 18.25 | 1 | https://datasheet.eaton.com/datasheet.php?model=140077&locale=en_GB
| XN-4AI-U/I | Y7-140158 | 140158 | XI/ON Analog Giriş Modülü - 4AI (U/I) | AUT | 530 | 1 | https://datasheet.eaton.com/datasheet.php?model=140158&locale=en_GB
| XN-S6S-SBCSBC | Y7-140094 | 140094 | XI/ON Klemens Bloğu | AUT | 25.36 | 1 | https://datasheet.eaton.com/datasheet.php?model=140094&locale=en_GB
| XN-2AI-THERMO-PI | Y7-140068 | 140068 | XI/ON Analog Giriş Modülü - 2AI (Termokupl) | AUT | 487.5 | 1 | https://datasheet.eaton.com/datasheet.php?model=140068&locale=en_GB
| XN-S4S-SBBS-CJ | Y7-140095 | 140095 | XI/ON Klemens Bloğu | AUT | 120.8 | 1 | https://datasheet.eaton.com/datasheet.php?model=140095&locale=en_GB
| XN-S4T-SBBS-CJ | Y7-140084 | 140084 | XI/ON Klemens Bloğu | AUT | 98.9 | 1 | https://datasheet.eaton.com/datasheet.php?model=140084&locale=en_GB
| XN-2DO-24VDC-0.5A-P | Y7-140053 | 140053 | XI/ON Dijital Çıkış Modülü - 2DO (24VDC) 0,5A | AUT | 97.3 | 1 | https://datasheet.eaton.com/datasheet.php?model=140053&locale=en_GB
| XN-2DO-24VDC-2A-P | Y7-140055 | 140055 | XI/ON Dijital Çıkış Modülü - 2DO (24VDC) 2A | AUT | 107.9 | 1 | https://datasheet.eaton.com/datasheet.php?model=140055&locale=en_GB
| XN-2DO-120/230VAC-0.5A | Y7-140150 | 140150 | XI/ON Dijital Çıkış Modülü - 2DO (120/230VAC) 0,5A | AUT | 175.9 | 1 | https://datasheet.eaton.com/datasheet.php?model=140150&locale=en_GB
| XN-S3S-SBC | Y7-140090 | 140090 | XI/ON Klemens Bloğu | AUT | 18.25 | 1 | https://datasheet.eaton.com/datasheet.php?model=140090&locale=en_GB
| XN-S3T-SBC | Y7-140079 | 140079 | XI/ON Klemens Bloğu | AUT | 18.25 | 1 | https://datasheet.eaton.com/datasheet.php?model=140079&locale=en_GB
| XN-4DO-24VDC-0.5A-P | Y7-140148 | 140148 | XI/ON Dijital Çıkış Modülü - 4DO (24VDC) | AUT | 88.5 | 1 | https://datasheet.eaton.com/datasheet.php?model=140148&locale=en_GB
| XN-S6S-SBCSBC | Y7-140094 | 140094 | XI/ON Klemens Bloğu | AUT | 25.36 | 1 | https://datasheet.eaton.com/datasheet.php?model=140094&locale=en_GB
| XN-S6T-SBCSBC | Y7-140083 | 140083 | XI/ON Klemens Bloğu | AUT | 25.36 | 1 | https://datasheet.eaton.com/datasheet.php?model=140083&locale=en_GB
| XN-16DO-24VDC-0.5A-P | Y7-140141 | 140141 | XI/ON Dijital Çıkış Modülü - 16DO (24VDC) | AUT | 296 | 1 | https://datasheet.eaton.com/datasheet.php?model=140141&locale=en_GB
| XN-B3S-SBC | Y7-140138 | 140138 | XI/ON Klemens Bloğu | AUT | 151.6 | 1 | https://datasheet.eaton.com/datasheet.php?model=140138&locale=en_GB
| XN-B3T-SBC | Y7-140134 | 140134 | XI/ON Klemens Bloğu | AUT | 169 | 1 | https://datasheet.eaton.com/datasheet.php?model=140134&locale=en_GB
| XN-B6T-SBCSBC | Y7-140159 | 140159 | XI/ON Klemens Bloğu | AUT | 203 | 1 | https://datasheet.eaton.com/datasheet.php?model=140159&locale=en_GB
| XN-2DO-R-NO | Y7-140062 | 140062 | XI/ON Dijital Çıkış Modülü - 2DO (Röle) NA | AUT | 88.5 | 1 | https://datasheet.eaton.com/datasheet.php?model=140062&locale=en_GB
| XN-2DO-R-CO | Y7-140054 | 140054 | XI/ON Dijital Çıkış Modülü - 2DO (Röle) A/K | AUT | 88.5 | 1 | https://datasheet.eaton.com/datasheet.php?model=140054&locale=en_GB
| XN-S4S-SBBS | Y7-140092 | 140092 | XI/ON Klemens Bloğu | AUT | 19.43 | 1 | https://datasheet.eaton.com/datasheet.php?model=140092&locale=en_GB
| XN-S4T-SBBS | Y7-140081 | 140081 | XI/ON Klemens Bloğu | AUT | 19.43 | 1 | https://datasheet.eaton.com/datasheet.php?model=140081&locale=en_GB
| XN-1AO-I(0/4...20MA) | Y7-140065 | 140065 | XI/ON Analog Çıkış Modülü - 1AI (I) | AUT | 278.9 | 1 | https://datasheet.eaton.com/datasheet.php?model=140065&locale=en_GB
| XN-2AO-I(0/4...20MA) | Y7-140146 | 140146 | XI/ON Analog Çıkış Modülü - 2AI (I) | AUT | 432.4 | 1 | https://datasheet.eaton.com/datasheet.php?model=140146&locale=en_GB
| XN-2AO-U(-10/0...+10VDC) | Y7-140066 | 140066 | XI/ON Analog Çıkış Modülü - 2AI (U) | AUT | 432.4 | 1 | https://datasheet.eaton.com/datasheet.php?model=140066&locale=en_GB
| XN-S3S-SBB | Y7-140088 | 140088 | XI/ON Klemens Bloğu | AUT | 18.25 | 1 | https://datasheet.eaton.com/datasheet.php?model=140088&locale=en_GB
| XN-S3T-SBB | Y7-140077 | 140077 | XI/ON Klemens Bloğu | AUT | 18.25 | 1 | https://datasheet.eaton.com/datasheet.php?model=140077&locale=en_GB
| XN-1SSI | Y7-140153 | 140153 | XI/ON Sayıcı Modülü - SSI Enkoder | AUT | 461.5 | 1 | https://datasheet.eaton.com/datasheet.php?model=140153&locale=en_GB
| XN-S4S-SBBS | Y7-140092 | 140092 | XI/ON Klemens Bloğu | AUT | 19.43 | 1 | https://datasheet.eaton.com/datasheet.php?model=140092&locale=en_GB
| XN-S4T-SBBS | Y7-140081 | 140081 | XI/ON Klemens Bloğu | AUT | 19.43 | 1 | https://datasheet.eaton.com/datasheet.php?model=140081&locale=en_GB
| XN-S4T-SBBC | Y7-140078 | 140078 | XI/ON Klemens Bloğu | AUT | 19.43 | 1 | https://datasheet.eaton.com/datasheet.php?model=140078&locale=en_GB
| XN-1RS232 | Y7-140151 | 140151 | XI/ON Seri Haberleşme Modülü - RS232 | AUT | 547 | 1 | https://datasheet.eaton.com/datasheet.php?model=140151&locale=en_GB
| XN-1RS485/422 | Y7-140152 | 140152 | XI/ON Seri Haberleşme Modülü - RS485/422 | AUT | 547 | 1 | https://datasheet.eaton.com/datasheet.php?model=140152&locale=en_GB
| XN-S4S-SBBS | Y7-140092 | 140092 | XI/ON Klemens Bloğu | AUT | 19.43 | 1 | https://datasheet.eaton.com/datasheet.php?model=140092&locale=en_GB
| XN-S4T-SBBS | Y7-140081 | 140081 | XI/ON Klemens Bloğu | AUT | 19.43 | 1 | https://datasheet.eaton.com/datasheet.php?model=140081&locale=en_GB
| XN-PS2-CABLE | Y7-140096 | 140096 | XI/ON PC Bağlantı Kablosu | AUT | 82.5 | 1 | https://datasheet.eaton.com/datasheet.php?model=140096&locale=en_GB
Emniyet Röleleri
| ES4P-221-DMXD1 | Y7-111017 | 111017 | Prog. Emniyet Rölesi (ES4P) Ekranlı, 24VDC 14DI / 4DO(T)+1DO(R) | Easy | 1019 | 1 | https://datasheet.eaton.com/datasheet.php?model=111017&locale=en_GB
| ES4P-221-DMXX1 | Y7-111016 | 111016 | Prog. Emniyet Rölesi (ES4P) Ekransız, 24VDC 14DI / 4DO(T)+1DO(R) | Easy | 970 | 1 | https://datasheet.eaton.com/datasheet.php?model=111016&locale=en_GB
| ES4P-221-DRXD1 | Y7-111019 | 111019 | Prog. Emniyet Rölesi (ES4P) Ekranlı, 24VDC 14DI / 4DO(R) | Easy | 1047 | 1 | https://datasheet.eaton.com/datasheet.php?model=111019&locale=en_GB
| ES4P-221-DRXX1 | Y7-111018 | 111018 | Prog. Emniyet Rölesi (ES4P) Ekransız, 24VDC 14DI / 4DO(R) | Easy | 997 | 1 | https://datasheet.eaton.com/datasheet.php?model=111018&locale=en_GB
| ESP-SOFT | Y7-111460 | 111460 | ES4P Software | Easy | 236.1 | 1 | https://datasheet.eaton.com/datasheet.php?model=111460&locale=en_GB
| ES4A-MEM-CARD1 | Y7-111461 | 111461 | ES4P Hafıza Kartı (256K) | Easy | 57.9 | 1 | https://datasheet.eaton.com/datasheet.php?model=111461&locale=en_GB
| ESR5-NO-41-24VDC | Y7-401060 | EP-401060 | Emniyet Rölesi, Acil Durdurma, tek kanal | Easy | 183.1 | 1 | https://datasheet.eaton.com/datasheet.php?model=EP-401060&locale=en_GB
| ESR5-NO-21-24VDC | Y7-401061 | EP-401061 | Emniyet Rölesi, Acil Durdurma, çift kanal | Easy | 200.2 | 1 | https://datasheet.eaton.com/datasheet.php?model=EP-401061&locale=en_GB
| ESR5-NO-31-24VDC | Y7-401062 | EP-401062 | Emniyet Rölesi, Acil Durdurma, çift kanal | Easy | 233.2 | 1 | https://datasheet.eaton.com/datasheet.php?model=EP-401062&locale=en_GB
| ESR5-NO-31-UC | Y7-191796 | 191796 | Emniyet Rölesi, Acil Durdurma, çift kanal | Easy | 399.9 | 1 | https://datasheet.eaton.com/datasheet.php?model=191796&locale=en_GB
| ESR5-NO-31-230VAC | Y7-119380 | 119380 | Emniyet Rölesi, Acil Durdurma, çift kanal | Easy | 174.5 | 1 | https://datasheet.eaton.com/datasheet.php?model=119380&locale=en_GB
| ESR5-NV3-30 | Y7-118705 | 118705 | Emniyet Rölesi, Acil Durdurma, kapama gecikmeli | Easy | 320 | 1 | https://datasheet.eaton.com/datasheet.php?model=118705&locale=en_GB
| ESR5-NZ-21-24VAC-DC | Y7-118703 | 118703 | Emniyet Rölesi, Çift El Rölesi, çift kanal | Easy | 227.4 | 1 | https://datasheet.eaton.com/datasheet.php?model=118703&locale=en_GB
| ESR5-VE3-42 | Y7-118706 | 118706 | Emniyet Rölesi, Kontak Genişleme, kapama gecikmeli | Easy | 261.2 | 1 | https://datasheet.eaton.com/datasheet.php?model=118706&locale=en_GB
| ESR5-NO-51-24VDC | Y7-401063 | EP-401063 | Emniyet Rölesi, Kontak Genişleme, gecikmesiz | Easy | 170.4 | 1 | https://datasheet.eaton.com/datasheet.php?model=EP-401063&locale=en_GB
| ESR5-BWS-31-24VDC | Y7-401064 | EP-401064 | Emniyet Rölesi | Easy | 222.1 | 1 | https://datasheet.eaton.com/datasheet.php?model=EP-401064&locale=en_GB
Güç Kaynakları
| EASY200-POW | Y7-229424 | 229424 | EASY Güç Kaynağı 0,25A | Easy | 65.5 | 1 | https://datasheet.eaton.com/datasheet.php?model=229424&locale=en_GB
| EASY400-POW | Y7-212319 | 212319 | EASY Güç Kaynağı 1,25A | Easy | 92.5 | 1 | https://datasheet.eaton.com/datasheet.php?model=212319&locale=en_GB
| PSG60E24RM | Y7-172891 | 172891 | Güç Kaynağı - monofaze (100-240VAC / 24VDC ±2%) 2,5A | Easy | 104.7 | 1 | https://datasheet.eaton.com/datasheet.php?model=172891&locale=en_GB
| PSG120E24RM | Y7-172892 | 172892 | Güç Kaynağı - monofaze (100-240VAC / 24VDC ±2%) 5A | Easy | 183 | 1 | https://datasheet.eaton.com/datasheet.php?model=172892&locale=en_GB
| PSG240E24RM | Y7-172893 | 172893 | Güç Kaynağı - monofaze (100-240VAC / 24VDC ±2%) 10A | Easy | 332.5 | 1 | https://datasheet.eaton.com/datasheet.php?model=172893&locale=en_GB
| PSG480E24RM | Y7-172894 | 172894 | Güç Kaynağı - monofaze (100-240VAC / 24VDC ±2%) 20A | Easy | 504 | 1 | https://datasheet.eaton.com/datasheet.php?model=172894&locale=en_GB
| PSG60F24RM | Y7-172882 | 172882 | Güç Kaynağı - trifaze (400-500VAC / 24VDC ±2%) 2,5A | Easy | 166.4 | 1 | https://datasheet.eaton.com/datasheet.php?model=172882&locale=en_GB
| PSG120F24RM | Y7-172883 | 172883 | Güç Kaynağı - trifaze (400-500VAC / 24VDC ±2%) 5A | Easy | 219.3 | 1 | https://datasheet.eaton.com/datasheet.php?model=172883&locale=en_GB
| PSG240F24RM | Y7-172884 | 172884 | Güç Kaynağı - trifaze (400-500VAC / 24VDC ±2%) 10A | Easy | 367.4 | 1 | https://datasheet.eaton.com/datasheet.php?model=172884&locale=en_GB
| PSG480F24RM | Y7-172885 | 172885 | Güç Kaynağı - trifaze (400-500VAC / 24VDC ±2%) 20A | Easy | 521 | 1 | https://datasheet.eaton.com/datasheet.php?model=172885&locale=en_GB
| PSG960F24RM | Y7-172886 | 172886 | Güç Kaynağı - trifaze (400-500VAC / 24VDC ±2%) 40A | Easy | 682 | 1 | https://datasheet.eaton.com/datasheet.php?model=172886&locale=en_GB
HLR
| HLR15/1(DC)230V | Y7-360038 | 360038 | Yarı İletken Röle (Soğutuculu, Ray Tipi), 1x15A (230V), Besleme: 3-32VDC | Softstarter | 87.2 | 1
| HLR15/1(DC)600V | Y7-360040 | 360040 | Yarı İletken Röle (Soğutuculu, Ray Tipi), 1x15A (600V), Besleme: 4-32VDC | Softstarter | 101.1 | 1
| HLR15/1(DC)600V/S | Y7-360043 | 360043 | Yarı İletken Röle (Soğutuculu, Ray Tipi), 1x15A (600V), Besleme: 4-32VDC | Softstarter | 112.5 | 1
| HLR25/1(DC)230V | Y7-360039 | 360039 | Yarı İletken Röle (Soğutuculu, Ray Tipi), 1x25A (230V), Besleme: 3-32VDC | Softstarter | 91.8 | 1
| HLR25/1(DC)600V | Y7-360041 | 360041 | Yarı İletken Röle (Soğutuculu, Ray Tipi), 1x25A (600V), Besleme: 4-32VDC | Softstarter | 109.6 | 1
| HLR25/1(AC)600V | Y7-360045 | 360045 | Yarı İletken Röle (Soğutuculu, Ray Tipi), 1x25A (600V), Besleme: 20-275VAC, 24-190VDC | Softstarter | 114.9 | 1
| HLR40/1(DC)600V/S | Y7-360042 | 360042 | Yarı İletken Röle (Soğutuculu, Ray Tipi), 1x40A (600V), Besleme: 4-32VDC | Softstarter | 206.4 | 1
| HLR20/3(DC)600V | Y7-360046 | 360046 | Yarı İletken Röle (Soğutuculu, Ray Tipi), 3x20A (600V), Besleme: 4-32VDC | Softstarter | 264.2 | 1
| HLR20/3(AC)600V | Y7-360047 | 360047 | Yarı İletken Röle (Soğutuculu, Ray Tipi), 3x20A (600V), Besleme: 20-275VAC, 24-190VDC | Softstarter | 300.7 | 1
| HLR30/3(DC)600V/S | Y7-360048 | 360048 | Yarı İletken Röle (Soğutuculu, Ray Tipi), 3x30A (600V), Besleme: 4-32VDC | Softstarter | 362 | 1
| HLR30/3(AC)600V/S | Y7-360049 | 360049 | Yarı İletken Röle (Soğutuculu, Ray Tipi), 3x30A (600V), Besleme: 20-275VAC, 24-190VDC | Softstarter | 399.7 | 1
| HLR25/1H(DC)230V | Y7-360050 | 360050 | Yarı İletken Röle (Soğutucusuz, Kompakt Tip), 1x25A (230V), Besleme: 3-32VDC | Softstarter | 36.2 | 1
| HLR25/1H(DC)600V | Y7-360051 | 360051 | Yarı İletken Röle (Soğutucusuz, Kompakt Tip), 1x25A (600V), Besleme: 4-32VDC | Softstarter | 37.49 | 1
| HLR50/1H(DC)230V | Y7-360052 | 360052 | Yarı İletken Röle (Soğutucusuz, Kompakt Tip), 1x50A (230V), Besleme: 3-32VDC | Softstarter | 38.8 | 1
| HLR50/1H(DC)600V | Y7-360053 | 360053 | Yarı İletken Röle (Soğutucusuz, Kompakt Tip), 1x50A (600V), Besleme: 4-32VDC | Softstarter | 52.9 | 1
| HLR50/1H(DC)600V/S | Y7-360054 | 360054 | Yarı İletken Röle (Soğutucusuz, Kompakt Tip), 1x50A (600V), Besleme: 4-32VDC | Softstarter | 69.7 | 1
| HLR100/1H(DC)600V/S | Y7-360055 | 360055 | Yarı İletken Röle (Soğutucusuz, Kompakt Tip), 1x100A (600V), Besleme: 4-32VDC | Softstarter | 85 | 1
| HLR125/1H(DC)600V/S | Y7-360056 | 360056 | Yarı İletken Röle (Soğutucusuz, Kompakt Tip), 1x125A (600V), Besleme: 4-32VDC | Softstarter | 106.5 | 1