{"text_format":"1","workbook":"xlsx","n_sheets":3,"sheets":["Kasım-2023","Kasım-Basic-2023","Kasım BL."],"not_rendered":{"charts":0,"images":0,"macros":1,"external_links":2,"defined_names":23,"comments":0,"pivot_tables":0},"unopened":[],"bounds":{"document_bytes":16777216,"sheet_cells":100000,"rows_first":2000,"rows_last":500,"rows_between":2000,"halvings":0,"cell_chars":16384,"cell_head_chars":4096},"cells_cut":0,"cells_raw":0,"read":"whole","date_system":"1900"}

{"sheet":"Kasım-2023","index":0,"n_rows":4403,"n_cols":6,"rows_kept":4403,"cut":false,"hidden":false,"merged":[]}
["KOD","TANIM","Kasım 2023 Liste Fiyatı (TL)","Kasım 2023 Liste Fiyatı (EURO)","İskonto Sınıfı","Plant"]
["1SVR405659R0000","CR-PH Holder for CR-P socket",20.8,null,"Kontrol","TR71"]
["1SFA611605R1100","HOLDER#MCBH-00",27.5,null,"Kontrol","TR71"]
["1SL1935A00","Kablo rakoru Ø 16",29.700000000000003,null,"Sigorta Kutusu","TR76"]
["1SFA611601R1100","HOLDER#MCBH5-00",30.9,null,"Kontrol","TR71"]
["1SFA616920R8120","Horder#K A1-8120",32.1,null,"Kontrol","TR71"]
["1SVR405659R1000","CR-MH Holder for CR-M socket",32.4,null,"Kontrol","TR71"]
["1SL1936A00","Kablo rakoru Ø 20",33.300000000000004,null,"Sigorta Kutusu","TR76"]
["1SL1937A00","Kablo rakoru Ø 25",44.7,null,"Sigorta Kutusu","TR76"]
["1SFA187841R8000","P9ACFS3",47.3,null,"Kontrol","TR71"]
["1SVR405599R0000","CR-SSEP Separator",53.4,null,"Kontrol","TR71"]
["2CDL200001R0001","PS-END",66.5,null,"Din Rail","TR72"]
["1SL1938A00","Kablo rakoru Ø 32",73.5,null,"Sigorta Kutusu","TR76"]
["1SFA187842R8000","P9ACFS5",85.8,null,"Kontrol","TR71"]
["1SVR405669R0000","CR-UH Holder for CR-U socket",90.2,null,"Kontrol","TR71"]
["1SEP619208R0001","ZLBM / ZHBM 00 Label holder",107,null,"Switch","TR79"]
["1SPE007715F0751","Terminal taşıyıcısı 8M MISTRAL65",111,null,"Sigorta Kutusu","TR76"]
["2CSM258723R1801","E 9F10 GG2",111.5,null,"Din Rail","TR75"]
["2CSM257543R1801","E 9F10 GG4",111.5,null,"Din Rail","TR75"]
["2CSM256363R1801","E 9F10 GG6",111.5,null,"Din Rail","TR75"]
["2CSM258633R1801","E 9F10 GG8",111.5,null,"Din Rail","TR75"]
["2CSM257453R1801","E 9F10 GG10",111.5,null,"Din Rail","TR75"]
["2CSM277543R1801","E 9F10 GG16",111.5,null,"Din Rail","TR75"]
["2CSM277323R1801","E 9F10 GG20",111.5,null,"Din Rail","TR75"]
["2CSM277103R1801","E 9F10 GG25",111.5,null,"Din Rail","TR75"]
["2CSM258713R1801","E 9F10 GG32",111.5,null,"Din Rail","TR75"]
["1SFA611400R1001","PILOT LIGHT#ML1-100R",112,null,"Kontrol","TR71"]
["1SFA611400R1002","PILOT LIGHT#ML1-100G",112,null,"Kontrol","TR71"]
["1SFA611400R1003","PILOT LIGHT#ML1-100Y",112,null,"Kontrol","TR71"]
["1SFA611400R1004","PILOT LIGHT#ML1-100L",112,null,"Kontrol","TR71"]
["1SFA611400R1005","PILOT LIGHT#ML1-100W",112,null,"Kontrol","TR71"]
["1SFA611610R1001","CONTACT BLOCK #MCB-10",112,null,"Kontrol","TR71"]
["1SFA611610R1010","CONTACT BLOCK#MCB-01",112,null,"Kontrol","TR71"]
["2CDL200001R0011","SZ-BSK",113.89999999999999,null,"Din Rail","TR72"]
["1SFA619402R1001","PILOT LIGHT#CL-100R",119,null,"Kontrol","TR71"]
["1SFA619402R1002","PILOT LIGHT#CL-100G",119,null,"Kontrol","TR71"]
["1SFA619402R1003","PILOT LIGHT#CL-100Y",119,null,"Kontrol","TR71"]
["1SFA619402R1004","PILOT LIGHT#CL-100L",119,null,"Kontrol","TR71"]
["1SFA619402R1005","PILOT LIGHT#CL-100W",119,null,"Kontrol","TR71"]
["1SFA619402R1008","PILOT LIGHT#CL-100C",119,null,"Kontrol","TR71"]
["1SPE007715F0752","Terminal taşıyıcısı 12M MISTRAL65",128.1,null,"Sigorta Kutusu","TR76"]
["2CSM256393R1801","E 9F8 GG2",129,null,"Din Rail","TR75"]
["2CSM258663R1801","E 9F8 GG4",129,null,"Din Rail","TR75"]
["2CSM257483R1801","E 9F8 GG6",129,null,"Din Rail","TR75"]
["2CSM277573R1801","E 9F8 GG10",129,null,"Din Rail","TR75"]
["2CSM277133R1801","E 9F8 GG16",129,null,"Din Rail","TR75"]
["2CSM277503R1801","E 9F8 GG20",129,null,"Din Rail","TR75"]
["1SPE007715F0731","Terminal bloğu N 3x16mm²+3x25mm²",129.79999999999998,null,"Sigorta Kutusu","TR76"]
["1SPE007715F0741","Terminal bloğu PE 3x16mm²+3x25mm²",129.79999999999998,null,"Sigorta Kutusu","TR76"]
["2CDS631031R0105","3kA, 1P, B-Char., 10A",134.69999999999999,null,"Basic M","TR72"]
["2CDS631031R0165","3kA, 1P, B-Char., 16A",134.69999999999999,null,"Basic M","TR72"]
["2CDS631031R0205","3kA, 1P, B-Char., 20A",134.69999999999999,null,"Basic M","TR72"]
["2CDS631031R0255","3kA, 1P, B-Char., 25A",134.69999999999999,null,"Basic M","TR72"]
["2CDS631031R0104","3kA, 1P, C-Char., 10A",134.69999999999999,null,"Basic M","TR72"]
["2CDS631031R0164","3kA, 1P, C-Char., 16A",134.69999999999999,null,"Basic M","TR72"]
["2CDS631031R0204","3kA, 1P, C-Char., 20A",134.69999999999999,null,"Basic M","TR72"]
["2CDS631031R0254","3kA, 1P, C-Char., 25A",134.69999999999999,null,"Basic M","TR72"]
["1SLM004100A1945","Pano ortası düz ön panel 12M MISTRAL41F",136.19999999999999,null,"Sigorta Kutusu","TR76"]
["1SLM004100A1946","Düz ön panel 12M MISTRAL41F",136.19999999999999,null,"Sigorta Kutusu","TR76"]
["1SL1945A00","Pano ortası düz ön panel 12M MISTRAL65",136.19999999999999,null,"Sigorta Kutusu","TR76"]
["1SL1946A00","Düz ön panel 12M MISTRAL65",136.19999999999999,null,"Sigorta Kutusu","TR76"]
["1SFA611100R1006","PUSHBUTTON#MP1-10B",141,null,"Kontrol","TR71"]
["1SFA611100R1005","PUSHBUTTON#MP1-10W",141,null,"Kontrol","TR71"]
["1SFA611100R1002","PUSHBUTTON#MP1-10G",141,null,"Kontrol","TR71"]
["1SFA611100R1003","PUSHBUTTON#MP1-10Y",141,null,"Kontrol","TR71"]
["1SFA611100R1004","PUSHBUTTON#MP1-10L",141,null,"Kontrol","TR71"]
["1SFA611100R1001","PUSHBUTTON#MP1-10R",141,null,"Kontrol","TR71"]
["1SVR405600R1000","CR-P024DC1 Pluggable interface relay",144,null,"Kontrol","TR71"]
["1SFA619920R8053","Shrould",145,null,"Kontrol","TR71"]
["1SFA619920R8054","Shrould",145,null,"Kontrol","TR71"]
["1SEP619214R0001","ZLBM / ZHBM 123 Label holder",149,null,"Switch","TR79"]
["1SAM101923R0002","MSMN Driver w. screw",149,null,"Kontrol","TR71"]
["1SAM101923R0012","MSMNO Driver w/o coding w. screw",149,null,"Kontrol","TR71"]
["1SVR405652R0000","CR-P/M 42 Pluggable module",149,null,"Kontrol","TR71"]
["SK615562-87","LEGEND PLATE",150,null,"Kontrol","TR71"]
["SK615562-88","LEGEND PLATE",150,null,"Kontrol","TR71"]
["1SLM004100A1947","Pano ortası düz ön panel 18M MISTRAL41F",150.19999999999999,null,"Sigorta Kutusu","TR76"]
["1SLM004100A1948","Düz ön panel 18M MISTRAL41F",150.19999999999999,null,"Sigorta Kutusu","TR76"]
["1SL1947A00","Pano ortası düz ön panel 18M MISTRAL65",150.19999999999999,null,"Sigorta Kutusu","TR76"]
["1SL1948A00","Düz ön panel 18M MISTRAL65",150.19999999999999,null,"Sigorta Kutusu","TR76"]
["1SFA619100R1016","PUSHBUTTON#CP1-10B-10",153,null,"Kontrol","TR71"]
["1SFA619100R1015","PUSHBUTTON#CP1-10W-10",153,null,"Kontrol","TR71"]
["1SFA619100R1012","PUSHBUTTON#CP1-10G-10",153,null,"Kontrol","TR71"]
["1SFA619100R1041","PUSHBUTTON#CP1-10R-01",153,null,"Kontrol","TR71"]
["1SBN011010T1010","AUX. CONTACT BLOCK CA3-10",155,null,"Kontrol","TR71"]
["1SBN011010T1001","AUX. CONTACT BLOCK CA3-01",155,null,"Kontrol","TR71"]
["SK615546-2","LEGEND PLATE",159,null,"Kontrol","TR71"]
["1SFA611100R1105","PUSHBUTTON#MP1-11W",160,null,"Kontrol","TR71"]
["1SFA611100R1102","PUSHBUTTON#MP1-11G",160,null,"Kontrol","TR71"]
["1SFA611100R1103","PUSHBUTTON#MP1-11Y",160,null,"Kontrol","TR71"]
["1SFA611100R1104","PUSHBUTTON#MP1-11L",160,null,"Kontrol","TR71"]
["1SFA611100R1101","PUSHBUTTON#MP1-11R",160,null,"Kontrol","TR71"]
["SK615546-8","LEGEND PLATE",161,null,"Kontrol","TR71"]
["1SPE007715F9701","Terminal bloğu vidasız N 5x1,5-4mm²",161.69999999999999,null,"Sigorta Kutusu","TR76"]
["1SPE007715F0753","Terminal taşıyıcısı 18M MISTRAL65",162.79999999999998,null,"Sigorta Kutusu","TR76"]
["1SFA184798R9008","P9MLID",169,null,"Kontrol","TR71"]
["1SFA184792R9002","P9MLVD",169,null,"Kontrol","TR71"]
["1SFA184796R9004","P9MLLD",169,null,"Kontrol","TR71"]
["1SFA184791R9001","P9MLRD",169,null,"Kontrol","TR71"]
["1SFA184797R9005","P9MLBD",169,null,"Kontrol","TR71"]
["1SFA184793R9003","P9MLGD",169,null,"Kontrol","TR71"]
["1SFA184795R9009","P9MLAD",169,null,"Kontrol","TR71"]
["1SFA187002R8001","P9B10VN",169,null,"Kontrol","TR71"]
["1SFA187001R8010","P9B01VN",169,null,"Kontrol","TR71"]
["2CDS631031R0065","3kA, 1P, B-Char., 6A",169.2,null,"Basic M","TR72"]
["2CDS631031R0064","3kA, 1P, C-Char., 6A",169.2,null,"Basic M","TR72"]
["2CDS631031R0325","3kA, 1P, B-Char., 32A",170.5,null,"Basic M","TR72"]
["2CDS631031R0324","3kA, 1P, C-Char., 32A",170.5,null,"Basic M","TR72"]
["1SBN031005T1000","VM3 Mechanical Interlock Unit",171,null,"Kontrol","TR71"]
["1SVR405598R0900","CR-SJB20-BLACK Jumper bar",171,null,"Kontrol","TR71"]
["1SVR405598R0700","CR-SJB20-BLUE Jumper bar",171,null,"Kontrol","TR71"]
["1SVR405598R0800","CR-SJB20-RED Jumper bar",171,null,"Kontrol","TR71"]
["1SLM004100A1942","Kablo tutucu aksesuar",172,null,"Sigorta Kutusu","TR76"]
["1SBN010110R1010","CA4-10 Auxiliary Contact Block",176,null,"Kontrol","TR71"]
["1SBN010110R1001","CA4-01 Auxiliary Contact Block",176,null,"Kontrol","TR71"]
["1SBN010010R1010","CA5-10",181,null,"Kontrol","TR71"]
["1SBN010010R1001","CA5-01",181,null,"Kontrol","TR71"]
["1SL1929A00","Modül kapağı 12M MISTRAL65",181.1,null,"Sigorta Kutusu","TR76"]
["1SFA619101R1016","PUSHBUTTON#CP2-10B-10",183,null,"Kontrol","TR71"]
["1SFA619101R1015","PUSHBUTTON#CP2-10W-10",183,null,"Kontrol","TR71"]
["1SFA619101R1012","PUSHBUTTON#CP2-10G-10",183,null,"Kontrol","TR71"]
["1SFA619101R1041","PUSHBUTTON#CP2-10R-01",183,null,"Kontrol","TR71"]
["1SVR405600R0000","CR-P024AC1 Pluggable interface relay",187,null,"Kontrol","TR71"]
["1SVR405601R1000","CR-P024DC2 Pluggable interface relay",192,null,"Kontrol","TR71"]
["1SCA105317R1001","OTS40T3",195,null,"Switch","TR79"]
["1SCA022353R6750","OTS63T3",195,null,"Switch","TR79"]
["1SCA022379R9680","OTS125T3",195,null,"Switch","TR79"]
["1SPE007715F9702","Terminal bloğu vidasız N 5x1,5-4mm²+1x25mm²",195.79999999999998,null,"Sigorta Kutusu","TR76"]
["1SPE007715F9712","Terminal bloğu vidasız PE 5x1,5-4mm²+1x25mm²",195.79999999999998,null,"Sigorta Kutusu","TR76"]
["1SCA022627R0310","OFAF000H4",196,null,"Switch","TR79"]
["1SCA022627R0400","OFAF000H6",196,null,"Switch","TR79"]
["1SCA022627R0580","OFAF000H10",196,null,"Switch","TR79"]
["1SCA022627R0660","OFAF000H16",196,null,"Switch","TR79"]
["1SCA022627R0740","OFAF000H20",196,null,"Switch","TR79"]
["1SCA022627R0820","OFAF000H25",196,null,"Switch","TR79"]
["1SCA022627R0910","OFAF000H32",196,null,"Switch","TR79"]
["1SCA022627R1040","OFAF000H35",196,null,"Switch","TR79"]
["1SCA022627R1120","OFAF000H40",196,null,"Switch","TR79"]
["1SCA022627R1210","OFAF000H50",196,null,"Switch","TR79"]
["1SCA022627R1390","OFAF000H63",196,null,"Switch","TR79"]
["1SCA022627R1470","OFAF000H80",196,null,"Switch","TR79"]
["1SCA022627R1550","OFAF000H100",196,null,"Switch","TR79"]
["1SVR405501R3010","CR-S024VDC1R Pluggable interface relay",196,null,"Kontrol","TR71"]
["1SFA619100R1076","PUSHBUTTON#CP1-10B-11",199,null,"Kontrol","TR71"]
["1SFA619100R1075","PUSHBUTTON#CP1-10W-11",199,null,"Kontrol","TR71"]
["1SFA619100R1072","PUSHBUTTON#CP1-10G-11",199,null,"Kontrol","TR71"]
["1SEP619207R0001","ZLBM00 Cable shroud L177",200,null,"Switch","TR79"]
["2CDS631031R0405","3kA, 1P, B-Char., 40A",202,null,"Basic M","TR72"]
["2CDS631031R0404","3kA, 1P, C-Char., 40A",202,null,"Basic M","TR72"]
["2CDS211001R0104","SH 201-C 10",206.1,null,"Din Rail","TR72"]
["2CDS211001R0164","SH 201-C 16",206.1,null,"Din Rail","TR72"]
["2CDS211001R0204","SH 201-C 20",206.1,null,"Din Rail","TR72"]
["2CDS211001R0254","SH 201-C 25",206.1,null,"Din Rail","TR72"]
["2CSM257513R1801","E 9F14 GG40",207.4,null,"Din Rail","TR75"]
["2CSM256333R1801","E 9F14 GG50",207.4,null,"Din Rail","TR75"]
["2CDS211001R0105","SH 201-B 10",210.2,null,"Din Rail","TR72"]
["2CDS211001R0165","SH 201-B 16",210.2,null,"Din Rail","TR72"]
["2CDS211001R0205","SH 201-B 20",210.2,null,"Din Rail","TR72"]
["2CDS211001R0255","SH 201-B 25",210.2,null,"Din Rail","TR72"]
["1SFA619200R1016","SELE. SWITCH#C2SS1-10B-10",221,null,"Kontrol","TR71"]
["1SFA619202R1016","SELE. SWITCH#C2SS3-10B-10",221,null,"Kontrol","TR71"]
["1SPE007715F0732","Terminal bloğu N 5x16mm²+6x25mm²",221.1,null,"Sigorta Kutusu","TR76"]
["1SPE007715F0742","Terminal bloğu PE 5x16mm²+6x25mm²",221.1,null,"Sigorta Kutusu","TR76"]
["1SEP619209R0001","ZLBM / ZHBM 00 A-meter house for A-meter 48x48 mm",224,null,"Switch","TR79"]
["1SVR405601R0000","CR-P024AC2 Pluggable interface relay",224,null,"Kontrol","TR71"]
["1SVR405651R2000","CR-M3SS Standard socket",224,null,"Kontrol","TR71"]
["1SVR405651R3000","CR-M4SS Standard socket",224,null,"Kontrol","TR71"]
["1SVR405670R0000","CR-U2S Socket",224,null,"Kontrol","TR71"]
["1SVR405660R0000","CR-U3S Socket",224,null,"Kontrol","TR71"]
["1SVR405655R0100","CR-P/M 92C Pluggable module",224,null,"Kontrol","TR71"]
["2CDS211001R0064","SH 201-C 6",226.7,null,"Din Rail","TR72"]
["1SPE007717F0100","MISTRAL41W sıva üstü kapaksız dağıtım kutusu 2M",227.29999999999998,null,"Sigorta Kutusu","TR76"]
["1SPE007715F5012","Etiket tutucu 12M MISTRAL41W",227.29999999999998,null,"Sigorta Kutusu","TR76"]
["1SPE007715F5650","MCB kapağı 12M GWT 650 MISTRAL41W",227.29999999999998,null,"Sigorta Kutusu","TR76"]
["2CDS211001R0065","SH 201-B 6",231.5,null,"Din Rail","TR72"]
["1SCA022787R5190","OMZD1",232,null,"Switch","TR79"]
["1SFA619403R5231","Compact LED Pilot Light (CL2-523R)",236,null,"Kontrol","TR71"]
["1SFA619403R5232","Compact LED Pilot Light (CL2-523G)",236,null,"Kontrol","TR71"]
["1SFA619403R5233","Compact LED Pilot Light (CL2-523Y)",236,null,"Kontrol","TR71"]
["1SFA619403R5234","Compact LED Pilot Light (CL2-523L)",236,null,"Kontrol","TR71"]
["1SFA619403R5238","Compact LED Pilot Light (CL2-523C)",236,null,"Kontrol","TR71"]
["1SEP619690R0001","ZLBM00 Cable shroud L86",238,null,"Switch","TR79"]
["2CDS211001R0324","SH 201-C 32",238.4,null,"Din Rail","TR72"]
["1SAM201901R1001","HKF1-11 Aux.-contact for front mounting",240,null,"Kontrol","TR71"]
["1SBN080906R1002","BEA7/132",240,null,"Kontrol","TR71"]
["1SVR405650R1000","CR-PSS Standard socket",240,null,"Kontrol","TR71"]
["2CDS211001R0325","SH 201-B 32",241.7,null,"Din Rail","TR72"]
["1SVR405501R1010","CR-S005VDC1R Pluggable interface relay",250,null,"Kontrol","TR71"]
["1SVR405501R2010","CR-S012VDC1R Pluggable interface relay",250,null,"Kontrol","TR71"]
["1SVR405501R4010","CR-S048VDC1R Pluggable interface relay",250,null,"Kontrol","TR71"]
["2CSM200983R1801","E 91/20",250.2,null,"Din Rail","TR75"]
["1SPE007715F5018","Etiket tutucu 18M MISTRAL41W",254.79999999999998,null,"Sigorta Kutusu","TR76"]
["1SAM201920R1000","MSH-AR Shaft alignment ring",256,null,"Kontrol","TR71"]
["1SVR405600R6000","CR-P048DC1 Pluggable interface relay",256,null,"Kontrol","TR71"]
["GJF1101903R0001","SA 1",260.70000000000005,null,"Din Rail","TR72"]
["1SBN081006T1000","BEA16-3 Connecting Link with Manual Motor Starter",261,null,"Kontrol","TR71"]
["1SFA611200R1006","Selector Switch #M2SS1-10B",261,null,"Kontrol","TR71"]
["1SFA611210R1006","Selector Switch #M3SS1-10B",261,null,"Kontrol","TR71"]
["1SFA611211R1006","Selector Switch #M3SS2-10B",261,null,"Kontrol","TR71"]
["1SFA611203R1006","Selector Switch B-C #M2SS4-10B",261,null,"Kontrol","TR71"]
["1SFA611213R1006","Selector Switch A-B-C #M3SS4-10B",261,null,"Kontrol","TR71"]
["1SFA611214R1006","Selector Switch AR-B-CR #M3SS5-10B",261,null,"Kontrol","TR71"]
["1SFA619101R1076","PUSHBUTTON#CP2-10B-11",261,null,"Kontrol","TR71"]
["1SFA619101R1075","PUSHBUTTON#CP2-10W-11",261,null,"Kontrol","TR71"]
["1SFA619101R1072","PUSHBUTTON#CP2-10G-11",261,null,"Kontrol","TR71"]
["1SFA619200R1076","SELE. SWITCH#C2SS1-10B-11",261,null,"Kontrol","TR71"]
["1SFA619202R1076","SELE. SWITCH#C2SS3-10B-11",261,null,"Kontrol","TR71"]
["1SFA187149R9502","PUSHBUTTON P9MPNVG202",263,null,"Kontrol","TR71"]
["1SFA187147R9501","PUSHBUTTON P9MPNRG201",263,null,"Kontrol","TR71"]
["1SFA187110R9501","P9MPNRG029",263,null,"Kontrol","TR71"]
["1SFA187112R9502","P9MPNVG028",263,null,"Kontrol","TR71"]
["2CSM200923R1801","E 91/32",264.90000000000003,null,"Din Rail","TR75"]
["2CDS251001R0104","S 201-C 10",267,null,"Din Rail","TR72"]
["2CDS251001R0164","S 201-C 16",267,null,"Din Rail","TR72"]
["2CDS251001R0204","S 201-C 20",267,null,"Din Rail","TR72"]
["2CDS251001R0254","S 201-C 25",267,null,"Din Rail","TR72"]
["1SCA022627R1630","OFAF00H125",268,null,"Switch","TR79"]
["1SCA022627R1710","OFAF00H160",268,null,"Switch","TR79"]
["1SVR405600R3000","CR-P230AC1 Pluggable interface relay",269,null,"Kontrol","TR71"]
["1SVR405601R6000","CR-P048DC2 Pluggable interface relay",269,null,"Kontrol","TR71"]
["2CDS631031R0505","3kA, 1P, B-Char., 50A",269.40000000000003,null,"Basic M","TR72"]
["2CDS631031R0504","3kA, 1P, C-Char., 50A",269.40000000000003,null,"Basic M","TR72"]
["1SL1927A00","Duvara sabitleme parçası (4 ad.) MISTRAL65",276.8,null,"Sigorta Kutusu","TR76"]
["2CDS251001R0105","S 201-B 10",276.8,null,"Din Rail","TR72"]
["2CDS251001R1165","S 201-B 16",276.8,null,"Din Rail","TR72"]
["2CDS251001R0205","S 201-B 20",276.8,null,"Din Rail","TR72"]
["2CDS251001R0255","S 201-B 25",276.8,null,"Din Rail","TR72"]
["1SCA105314R1001","OTS40T1",277,null,"Switch","TR79"]
["1SCA022353R6910","OTS63T1",277,null,"Switch","TR79"]
["1SCA022379R9760","OTS125T1",277,null,"Switch","TR79"]
["1SAM201902R1001","HK1-11 Aux.-contact 1 NO + 1 NC",278,null,"Kontrol","TR71"]
["1SAM201902R1002","HK1-20 Aux.-contact 2 NO",278,null,"Kontrol","TR71"]
["1SAM201902R1003","HK1-02 Aux.-contact 2 NC",278,null,"Kontrol","TR71"]
["1SFA611124R1006","MUSHROOM PUSHB#MPM1-10B",279,null,"Kontrol","TR71"]
["1SFA611124R1001","MUSHROOM PUSHB#MPM1-10R",279,null,"Kontrol","TR71"]
["1SFA611612R1010","Modular Low Energy Contact Block#MCBL-10",279,null,"Kontrol","TR71"]
["1SFA611612R1001","Modular Low Energy Contact Block#MCBL-01",279,null,"Kontrol","TR71"]
["1SLM004100A1949","Yatay bağlantı aksesuarı",281.90000000000003,null,"Sigorta Kutusu","TR76"]
["2CDS251001R0064","S 201-C 6",282.8,null,"Din Rail","TR72"]
["1SBV048805R1000","LSA40X05",286,null,"Kontrol","TR71"]
["1SBV048606R1000","LSA30P06",286,null,"Kontrol","TR71"]
["1SVR405650R0310","CR-PLP Push-in socket",287,null,"Kontrol","TR71"]
["1SEP619210R0001","ZLBM123 Cable shroud L177",293,null,"Switch","TR79"]
["1SEP619215R0001","ZLBM / ZHBM 123 A-meter housing for A-meter 72x72 mm",293,null,"Switch","TR79"]
["GJL1201317R0001","CA6-11K Auxiliary Contact 1NO/1NC",293,null,"Kontrol","TR71"]
["GJL1201317R0003","CA6-11M Auxiliary Contact 1NO/1NC",293,null,"Kontrol","TR71"]
["GJL1201317R0004","CA6-11N Auxiliary Contact 1NO/1NC",293,null,"Kontrol","TR71"]
["GJL1201330R0001","CAF6-11K Auxiliary Contact 1NO/1NC",293,null,"Kontrol","TR71"]
["GJL1201330R0005","CAF6-20K Auxiliary Contact 2NO/0NC",293,null,"Kontrol","TR71"]
["GJL1201330R0003","CAF6-11M Auxiliary Contact 1NO/1NC",293,null,"Kontrol","TR71"]
["GJL1201330R0007","CAF6-20M Auxiliary Contact 2NO/0NC",293,null,"Kontrol","TR71"]
["GJL1201330R0004","CAF6-11N Auxiliary Contact 1NO/1NC",293,null,"Kontrol","TR71"]
["GJL1201330R0008","CAF6-20N Auxiliary Contact 2NO/0NC",293,null,"Kontrol","TR71"]
["1SVR405612R1000","CR-M024DC3 Pluggable interface relay",293,null,"Kontrol","TR71"]
["2CDS251001R0065","S 201-B 6",293.5,null,"Din Rail","TR72"]
["1SCA101647R1001","OXS6X85",295,null,"Switch","TR79"]
["1SCA101654R1001","OXS6X120",295,null,"Switch","TR79"]
["1SCA101656R1001","OXS6X160",295,null,"Switch","TR79"]
["1SCA101659R1001","OXS6X180",295,null,"Switch","TR79"]
["1SCA101660R1001","OXS6X250",295,null,"Switch","TR79"]
["1SCA101661R1001","OXS6X330",295,null,"Switch","TR79"]
["2CDS251001R0324","S 201-C 32",297.70000000000005,null,"Din Rail","TR72"]
["1SCA102680R1001","OHBS1AH",298,null,"Switch","TR79"]
["1SVR405601R3000","CR-P230AC2 Pluggable interface relay",298,null,"Kontrol","TR71"]
["1SFA619211R1026","SELE. SWITCH#C3SS2-10B-20",298,null,"Kontrol","TR71"]
["1SFA187840R8000","P9ACRCL",298,null,"Kontrol","TR71"]
["1SCA108043R1001","OXS6X105",305,null,"Switch","TR79"]
["1SCA101655R1001","OXS6X130",305,null,"Switch","TR79"]
["2CDS211001R0404","SH 201-C 40",306.40000000000003,null,"Din Rail","TR72"]
["1SFA184000R9006","PUSHBUTTON P9MPNNG",309,null,"Kontrol","TR71"]
["1SFA184007R9005","PUSHBUTTON P9MPNBG",309,null,"Kontrol","TR71"]
["2CDS631031R0635","3kA, 1P, B-Char., 63A",309.8,null,"Basic M","TR72"]
["2CDS631031R0634","3kA, 1P, C-Char., 63A",309.8,null,"Basic M","TR72"]
["2CDS251001R0325","S 201-B 32",310.70000000000005,null,"Din Rail","TR72"]
["1SBN010120R1011","CAL4-11 Auxiliary Contact Block",311,null,"Kontrol","TR71"]
["1SVR405612R0000","CR-M024AC3 Pluggable interface relay",311,null,"Kontrol","TR71"]
["1SVR405613R1000","CR-M024DC4 Pluggable interface relay",311,null,"Kontrol","TR71"]
["1SVR405501R5010","CR-S060VDC1R Pluggable interface relay",312,null,"Kontrol","TR71"]
["1SVR405651R6110","CR-M4LP Push-in socket",312,null,"Kontrol","TR71"]
["1SL1942A00","Kablo adaptörü MISTRAL65",313.10000000000002,null,"Sigorta Kutusu","TR76"]
["2CDS251001R0024","S 201-C 2",313.20000000000005,null,"Din Rail","TR72"]
["2CDS251001R0034","S 201-C 3",313.20000000000005,null,"Din Rail","TR72"]
["2CDS251001R0044","S 201-C 4",313.20000000000005,null,"Din Rail","TR72"]
["2CDS211001R0405","SH 201-B 40",313.90000000000003,null,"Din Rail","TR72"]
["1SLM004100A1900","Opak kapak 4M MISTRAL41F",314.8,null,"Sigorta Kutusu","TR76"]
["1SLM004100A1901","Şeffaf kapak 4M MISTRAL41F",314.8,null,"Sigorta Kutusu","TR76"]
["1SPE007717F9900","Opak kapak 4M MISTRAL41W",314.8,null,"Sigorta Kutusu","TR76"]
["1SPE007717F9908","Şeffaf kapak 4M MISTRAL41W",314.8,null,"Sigorta Kutusu","TR76"]
["1SCA022295R6080","OXP6X210",315,null,"Switch","TR79"]
["1SPE007715F0733","Terminal bloğu N 7x16mm²+9x25mm²",315.70000000000005,null,"Sigorta Kutusu","TR76"]
["1SPE007715F0743","Terminal bloğu PE 7x16mm²+9x25mm²",315.70000000000005,null,"Sigorta Kutusu","TR76"]
["1SVR405612R6000","CR-M048DC3 Pluggable interface relay",319,null,"Kontrol","TR71"]
["1SVR405612R3000","CR-M230AC3 Pluggable interface relay",319,null,"Kontrol","TR71"]
["1SVR405613R0000","CR-M024AC4 Pluggable interface relay",319,null,"Kontrol","TR71"]
["1SFA187000R8011","P9B11VN",319,null,"Kontrol","TR71"]
["1SCA022627R0230","OFAF000H2",321,null,"Switch","TR79"]
["1SFA619210R1026","SELE. SWITCH#C3SS1-10B-20",321,null,"Kontrol","TR71"]
["1SFA184002R9002","PUSHBUTTON P9MPNVG",321,null,"Kontrol","TR71"]
["1SPE007715F9703","Terminal bloğu vidasız N 8x1,5-4mm²+2x25mm²",322.40000000000003,null,"Sigorta Kutusu","TR76"]
["1SPE007715F9713","Terminal bloğu vidasız PE 8x1,5-4mm²+2x25mm²",322.40000000000003,null,"Sigorta Kutusu","TR76"]
["2CDS251001R0014","S 201-C 1",322.5,null,"Din Rail","TR72"]
["1SFA611142R1106","MODULAR DOUBLE PUSHBUTTON#MPD13-11B",324,null,"Kontrol","TR71"]
["1SFA611142R1103","DOUBLE PUSHB.#MPD13-11Y",324,null,"Kontrol","TR71"]
["1SCA105213R1001","OHBS2AJ",328,null,"Switch","TR79"]
["1SCA105718R1001","OTPN40FD",330,null,"Switch","TR79"]
["1SCA104997R1001","OTPN40FP",330,null,"Switch","TR79"]
["1SCA109884R1001","OTPE40FD",330,null,"Switch","TR79"]
["1SCA104995R1001","OTPE40FP",330,null,"Switch","TR79"]
["1SFA187009R8002","P9B20VN",330,null,"Kontrol","TR71"]
["1SFA187008R8020","P9B02VN",330,null,"Kontrol","TR71"]
["1SFA619550R1041","Red E-Stop Twistφ40mm#CE4T-10R-01",331,null,"Kontrol","TR71"]
["1SFA611621R1011","Modular LED Block#MLBL-01R",333,null,"Kontrol","TR71"]
["1SFA611621R1012","Modular LED Block#MLBL-01G",333,null,"Kontrol","TR71"]
["1SFA611621R1013","Modular LED Block#MLBL-01Y",333,null,"Kontrol","TR71"]
["1SFA611621R1014","Modular LED Block#MLBL-01L",333,null,"Kontrol","TR71"]
["1SFA611621R1015","Modular LED Block#MLBL-01W",333,null,"Kontrol","TR71"]
["1SFA611621R1071","Modular LED Block#MLBL-07R",333,null,"Kontrol","TR71"]
["1SFA611621R1072","Modular LED Block#MLBL-07G",333,null,"Kontrol","TR71"]
["1SFA611621R1073","Modular LED Block#MLBL-07Y",333,null,"Kontrol","TR71"]
["1SFA611621R1074","Modular LED Block#MLBL-07L",333,null,"Kontrol","TR71"]
["1SFA611621R1075","Modular LED Block#MLBL-07W",333,null,"Kontrol","TR71"]
["1SL1949A00","Bağlantı ünitesi Ø 28,5 MISTRAL65",333.6,null,"Sigorta Kutusu","TR76"]
["1SFA619211R1076","SS黑色 AR-B-CR#C32-10B-11",335,null,"Kontrol","TR71"]
["1SVR405613R6000","CR-M048DC4 Pluggable interface relay",337,null,"Kontrol","TR71"]
["1SVR405613R3000","CR-M230AC4 Pluggable interface relay",337,null,"Kontrol","TR71"]
["1SVR405521R3100","CR-S012/024VADC1SS Socket",338,null,"Kontrol","TR71"]
["1SFA184001R9001","PUSHBUTTON P9MPNRG",339,null,"Kontrol","TR71"]
["1SFA619210R1076","SELE. SWITCH#C3SS1-10B-11",348,null,"Kontrol","TR71"]
["1SBN010020R1011","CAL5-11",349,null,"Kontrol","TR71"]
["1SVR405521R1100","CR-S006/024VDC1SS Socket",351,null,"Kontrol","TR71"]
["1SVR405521R5100","CR-S048/060VADC1SS Socket",351,null,"Kontrol","TR71"]
["1SVR405521R6100","CR-S110/125VADC1SS Socket",351,null,"Kontrol","TR71"]
["1SVR405521R7100","CR-S220/240VADC1SS Socket",351,null,"Kontrol","TR71"]
["1SFA184006R9004","PUSHBUTTON P9MPNLG",353,null,"Kontrol","TR71"]
["1SFA184003R9003","PUSHBUTTON P9MPNGG",353,null,"Kontrol","TR71"]
["1SCA105290R1001","OHYS1AH",357,null,"Switch","TR79"]
["1SFN010820R1011","AUX. CONT. BLOCK#CAL19-11",357,null,"Kontrol","TR71"]
["1SFN010820R3311","AUX. CONT. BLOCK#CAL19-11B",357,null,"Kontrol","TR71"]
["1SFN010720R1011","Auxiliary Contact Block CAL18-11",357,null,"Kontrol","TR71"]
["1SFN010720R3311","AUX. CONTACT#CAL18-11B",357,null,"Kontrol","TR71"]
["1SFA184041R9001","P9MEM4RN",359,null,"Kontrol","TR71"]
["1SFA184042R9002","P9MEM4VN",359,null,"Kontrol","TR71"]
["1SFA184040R9006","P9MEM4NN",359,null,"Kontrol","TR71"]
["1SAM201907R1101","S1-M1-25 3-phase power infeed block",365,null,"Kontrol","TR71"]
["1SCA022056R6030","OXP6X430",367,null,"Switch","TR79"]
["1SCA022353R4970","OA1G10",367,null,"Switch","TR79"]
["1SCA022353R4890","OA1G01",367,null,"Switch","TR79"]
["1SFA184491R9101","PUSHBUTTON P9MPLRGD",368,null,"Kontrol","TR71"]
["1SFA184492R9102","PUSHBUTTON P9MPLVGD",368,null,"Kontrol","TR71"]
["1SFA184496R9104","PUSHBUTTON P9MPLLGD",368,null,"Kontrol","TR71"]
["1SFA184493R9103","PUSHBUTTON P9MPLGGD",368,null,"Kontrol","TR71"]
["1SFA184497R9105","PUSHBUTTON P9MPLBGD",368,null,"Kontrol","TR71"]
["1SPE007715F0734","Terminal bloğu N 9x16mm²+12x25mm²",374.3,null,"Sigorta Kutusu","TR76"]
["1SPE007715F0744","Terminal bloğu PE 9x16mm²+12x25mm²",374.3,null,"Sigorta Kutusu","TR76"]
["1SCA105716R1001","OTPL40FD",378,null,"Switch","TR79"]
["1SCA105717R1001","OTPL40FP",378,null,"Switch","TR79"]
["1SFA611920R8015","MOUNTING TOOL#MA1-8015",380,null,"Kontrol","TR71"]
["2CDS251001R0404","S 201-C 40",380.70000000000005,null,"Din Rail","TR72"]
["1SLM004100A1916","Opak kapak 6M MISTRAL41F",384,null,"Sigorta Kutusu","TR76"]
["1SLM004100A1917","Şeffaf kapak 6M MISTRAL41F",384,null,"Sigorta Kutusu","TR76"]
["1SCA105296R1001","OHYS2AJ",386,null,"Switch","TR79"]
["1SCA022295R5600","OXP6X150",386,null,"Switch","TR79"]
["1SVR405621R1000","CR-U024DC2 Pluggable interface relay",389,null,"Kontrol","TR71"]
["2CDS211001R0504","SH 201-C 50",390.5,null,"Din Rail","TR72"]
["1SCA105456R1001","OTPN80FD",392,null,"Switch","TR79"]
["1SCA105457R1001","OTPN80FP",392,null,"Switch","TR79"]
["1SCA105446R1001","OTPE80FD",392,null,"Switch","TR79"]
["1SCA105448R1001","OTPE80FP",392,null,"Switch","TR79"]
["1SVR405621R0000","CR-U024AC2 Pluggable interface relay",392,null,"Kontrol","TR71"]
["1SLM004100A1100","MISTRAL41F sıva altı opak kapak dağıtım kutusu 4M",394.3,null,"Sigorta Kutusu","TR76"]
["1SLM004100A1200","MISTRAL41F sıva altı şeffaf kapak dağıtım kutusu 4M",394.3,null,"Sigorta Kutusu","TR76"]
["1SPE007717F0210","MISTRAL41W sıva üstü opak kapak dağıtım kutusu 4M",394.3,null,"Sigorta Kutusu","TR76"]
["1SPE007717F0220","MISTRAL41W sıva üstü şeffaf kapak dağıtım kutusu 4M",394.3,null,"Sigorta Kutusu","TR76"]
["1SFA611520R1001","Modular Emergency Stop #MPET3-10R",398,null,"Kontrol","TR71"]
["1SFA611521R1001","Modular Emergancy Stop #MPEP3-10R",398,null,"Kontrol","TR71"]
["1SFA611523R1001","Modular Emergancy Stop #MPET4-10R",398,null,"Kontrol","TR71"]
["1SFA611524R1001","Modular Emergancy Stop MPEP4-10R",398,null,"Kontrol","TR71"]
["1SFA611510R1101","EMERGENCY STOP#MPMT3-11R",398,null,"Kontrol","TR71"]
["1SBN081306T1000","BEA16-4 Connecting Link with Manual Motor Starter",399,null,"Kontrol","TR71"]
["1SVR405622R1000","CR-U024DC3 Pluggable interface relay",399,null,"Kontrol","TR71"]
["2CDS271001R0104","S 201 M-C 10",400.3,null,"Din Rail","TR72"]
["2CDS271001R0164","S 201 M-C 16",400.3,null,"Din Rail","TR72"]
["2CDS271001R0204","S 201 M-C 20",400.3,null,"Din Rail","TR72"]
["2CDS271001R0254","S 201 M-C 25",400.3,null,"Din Rail","TR72"]
["2CDS251001R0405","S 201-B 40",401.8,null,"Din Rail","TR72"]
["1SCA101662R1001","OXS6X455",402,null,"Switch","TR79"]
["1SAM201906R1102","PS1-2-0-65 3-phase busbar",402,null,"Kontrol","TR71"]
["1SVR405621R6000","CR-U048DC2 Pluggable interface relay",402,null,"Kontrol","TR71"]
["1SFA611511R1101","EMERGENCY STOP#MPMP3-11R",406,null,"Kontrol","TR71"]
["1SVR405622R0000","CR-U024AC3 Pluggable interface relay",408,null,"Kontrol","TR71"]
["1SVR405622R6000","CR-U048DC3 Pluggable interface relay",408,null,"Kontrol","TR71"]
["2CDS211001R0505","SH 201-B 50",409,null,"Din Rail","TR72"]
["2CSM204713R1801","E91/32PV",409.20000000000005,null,"Din Rail","TR75"]
["1SVR405521R3200","CR-S012/024VADC1SZ Socket",413,null,"Kontrol","TR71"]
["1SVR405621R3000","CR-U230AC2 Pluggable interface relay",413,null,"Kontrol","TR71"]
["2CDS211001R0634","SH 201-C 63",414.40000000000003,null,"Din Rail","TR72"]
["2CDS271001R0064","S 201 M-C 6",415.1,null,"Din Rail","TR72"]
["2CDS271001R0105","S 201 M-B 10",419.8,null,"Din Rail","TR72"]
["2CDS271001R0165","S 201 M-B 16",419.8,null,"Din Rail","TR72"]
["2CDS271001R0205","S 201 M-B 20",419.8,null,"Din Rail","TR72"]
["2CDS271001R0255","S 201 M-B 25",419.8,null,"Din Rail","TR72"]
["1SEP619211R0001","ZLBM123 Cable shroud L86",420,null,"Switch","TR79"]
["1SCA109416R1001","OXP6X500",420,null,"Switch","TR79"]
["1SFA619100R1141","Illuminated Push Button Red",420,null,"Kontrol","TR71"]
["1SFA619100R1111","Illuminated Push Button Red",420,null,"Kontrol","TR71"]
["1SFA619100R1112","Illuminated Push Button Green",420,null,"Kontrol","TR71"]
["1SFA619100R1113","Illuminated Push Button Yellow",420,null,"Kontrol","TR71"]
["1SFA619101R1141","Illuminated Push Button Red",420,null,"Kontrol","TR71"]
["1SFA619101R1111","Illuminated Push Button Red",420,null,"Kontrol","TR71"]
["1SFA619101R1112","Illuminated Push Button Green",420,null,"Kontrol","TR71"]
["1SFA619101R1113","Illuminated Push Button Yellow",420,null,"Kontrol","TR71"]
["1SFA619102R1141","Illuminated Push Button Red",420,null,"Kontrol","TR71"]
["1SFA619102R1111","Illuminated Push Button Red",420,null,"Kontrol","TR71"]
["1SFA619102R1112","Illuminated Push Button Green",420,null,"Kontrol","TR71"]
["1SFA619102R1113","Illuminated Push Button Yellow",420,null,"Kontrol","TR71"]
["1SFA619103R1141","Illuminated Push Button Red",420,null,"Kontrol","TR71"]
["1SFA619103R1111","Illuminated Push Button Red",420,null,"Kontrol","TR71"]
["1SFA619103R1112","Illuminated Push Button Green",420,null,"Kontrol","TR71"]
["1SFA619103R1113","Illuminated Push Button Yellow",420,null,"Kontrol","TR71"]
["1SFA619103R1341","Illuminated Push Button Red",420,null,"Kontrol","TR71"]
["1SFA619103R1311","Illuminated Push Button Red",420,null,"Kontrol","TR71"]
["1SFA619103R1312","Illuminated Push Button Green",420,null,"Kontrol","TR71"]
["1SFA619103R1313","Illuminated Push Button Yellow",420,null,"Kontrol","TR71"]
["1SFA619821R1000","Enclosure, yellow/light grey",424,null,"Kontrol","TR71"]
["1SFA619811R1000","Enclosure, dark grey/light grey",424,null,"Kontrol","TR71"]
["1SLM004100A1902","Opak kapak 8M MISTRAL41F",427.5,null,"Sigorta Kutusu","TR76"]
["1SLM004100A1903","Şeffaf kapak 8M MISTRAL41F",427.5,null,"Sigorta Kutusu","TR76"]
["1SPE007717F9901","Opak kapak 8M MISTRAL41W",427.5,null,"Sigorta Kutusu","TR76"]
["1SPE007717F9909","Şeffaf kapak 8M MISTRAL41W",427.5,null,"Sigorta Kutusu","TR76"]
["2CDS251001R0504","S 201-C 50",429.1,null,"Din Rail","TR72"]
["1SVR405622R3000","CR-U230AC3 Pluggable interface relay",431,null,"Kontrol","TR71"]
["2CDS211001R0635","SH 201-B 63",432.40000000000003,null,"Din Rail","TR72"]
["2CDS271001R0324","S 201 M-C 32",433.5,null,"Din Rail","TR72"]
["1SFA187143R9504","P9MPNLG037",438,null,"Kontrol","TR71"]
["1SFA187111R9506","P9MPNNG028",438,null,"Kontrol","TR71"]
["2CSM258213R1801","E 9F22 GG63",446.5,null,"Din Rail","TR75"]
["2CSM257033R1801","E 9F22 GG80",446.5,null,"Din Rail","TR75"]
["2CSM259523R1801","E 9F22 GG100",446.5,null,"Din Rail","TR75"]
["1SBN030105T1000","VM4 Mechanical Interlock Unit",447,null,"Kontrol","TR71"]
["1SCA022673R1140","OA7G10",449,null,"Switch","TR79"]
["1SAM201907R1102","S1-M2-25 3-phase power infeed block",449,null,"Kontrol","TR71"]
["2CDS251001R0505","S 201-B 50",452.5,null,"Din Rail","TR72"]
["2CDS271001R0024","S 201 M-C 2",452.70000000000005,null,"Din Rail","TR72"]
["2CDS271001R0034","S 201 M-C 3",452.70000000000005,null,"Din Rail","TR72"]
["2CDS271001R0044","S 201 M-C 4",452.70000000000005,null,"Din Rail","TR72"]
["1SPE007715F9704","Terminal bloğu vidasız N 11x1,5-4mm²+3x25mm²",455.3,null,"Sigorta Kutusu","TR76"]
["1SPE007715F9714","Terminal bloğu vidasız PE 11x1,5-4mm²+3x25mm²",455.3,null,"Sigorta Kutusu","TR76"]
["1SL1931A00","Anahtarlı kilit MISTRAL65",455.40000000000003,null,"Sigorta Kutusu","TR76"]
["1SAM201906R1103","PS1-3-0-65 3-phase busbar",457,null,"Kontrol","TR71"]
["1SCA022744R2240","OA8G01",458,null,"Switch","TR79"]
["1SVR405521R1200","CR-S006/024VDC1SZ Socket",458,null,"Kontrol","TR71"]
["1SVR405521R5200","CR-S048/060VADC1SZ Socket",458,null,"Kontrol","TR71"]
["1SVR405521R6200","CR-S110/125VADC1SZ Socket",458,null,"Kontrol","TR71"]
["1SVR405521R7200","CR-S220/240VADC1SZ Socket",458,null,"Kontrol","TR71"]
["1SFA619100R1341","Illuminated Push Button Red",458,null,"Kontrol","TR71"]
["1SFA619100R1311","Illuminated Push Button Red",458,null,"Kontrol","TR71"]
["1SFA619100R1312","Illuminated Push Button Green",458,null,"Kontrol","TR71"]
["1SFA619100R1313","Illuminated Push Button Yellow",458,null,"Kontrol","TR71"]
["1SFA619101R1341","Illuminated Push Button Red",458,null,"Kontrol","TR71"]
["1SFA619101R1311","Illuminated Push Button Red",458,null,"Kontrol","TR71"]
["1SFA619101R1312","Illuminated Push Button Green",458,null,"Kontrol","TR71"]
["1SFA619101R1313","Illuminated Push Button Yellow",458,null,"Kontrol","TR71"]
["1SFA619102R1341","Illuminated Push Button Red",458,null,"Kontrol","TR71"]
["1SFA619102R1311","Illuminated Push Button Red",458,null,"Kontrol","TR71"]
["1SFA619102R1312","Illuminated Push Button Green",458,null,"Kontrol","TR71"]
["1SFA619102R1313","Illuminated Push Button Yellow",458,null,"Kontrol","TR71"]
["2CSM258343R1801","E 9F22 GG125",458.5,null,"Din Rail","TR75"]
["2CDS271001R0325","S 201 M-B 32",470,null,"Din Rail","TR72"]
["1SBN082306T1000","BEA26-4 Connecting Link with Manual Motor Starter",471,null,"Kontrol","TR71"]
["1SBN082306T2000","BEA38-4 Connecting Link with Manual Motor Starter",471,null,"Kontrol","TR71"]
["2CDS271001R0014","S 201 M-C 1",474.5,null,"Din Rail","TR72"]
["1SCA022627R4490","OFAF1H200",475,null,"Switch","TR79"]
["1SCA022627R4570","OFAF1H224",475,null,"Switch","TR79"]
["1SCA022627R4650","OFAF1H250",475,null,"Switch","TR79"]
["2CDS200970R0031","S2C-H01",475.8,null,"Din Rail","TR72"]
["2CDS200970R0032","S2C-H10",475.8,null,"Din Rail","TR72"]
["1SFA184551R9101","P9MEM4RL",476,null,"Kontrol","TR71"]
["1SLM004100A1101","MISTRAL41F sıva altı opak kapak dağıtım kutusu 6M",479.70000000000005,null,"Sigorta Kutusu","TR76"]
["1SLM004100A1201","MISTRAL41F sıva altı şeffaf kapak dağıtım kutusu 6M",479.70000000000005,null,"Sigorta Kutusu","TR76"]
["1SDA066676R1","PB 100mm 4pcs XT1-XT3 3p PAR.DIV.PH.LOW ",481,null,"Tmax XT","TR70"]
["1SDA066675R1","PB 100mm 4pcs XT2-XT4 3p KIT PA.DI.PH.LO",481,null,"Tmax XT","TR70"]
["2CSM200963R1801","E 91hN/20",481.90000000000003,null,"Din Rail","TR75"]
["1SDA105002R1","PB 100mm 4pcs XT5 3p KIT PA.DI.PH.HI",484,null,"Tmax XT","TR70"]
["1SDA073854R1","PBC Prot. Pushbuttons AP/CH E1.2-XT7M   ",486,null,"Emax 2","TR70"]
["1SPE007715F0735","Terminal bloğu N 11x16mm²+15x25mm²",488.20000000000005,null,"Sigorta Kutusu","TR76"]
["1SPE007715F0745","Terminal bloğu PE 11x16mm²+15x25mm²",488.20000000000005,null,"Sigorta Kutusu","TR76"]
["1SAM201903R1001","SK1-11 Signaling Contact",490,null,"Kontrol","TR71"]
["1SAM201903R1002","SK1-20 Signaling Contact 2 NO",490,null,"Kontrol","TR71"]
["2CDS271001R0065","S 201 M-B 6",495.90000000000003,null,"Din Rail","TR72"]
["1SAM201906R1104","PS1-4-0-65 3-phase busbar",502,null,"Kontrol","TR71"]
["1SAM201909R1021","MSAH1 Shaft Supporter",502,null,"Kontrol","TR71"]
["2CSM200913R1801","E 91hN/32",506.8,null,"Din Rail","TR75"]
["1SCA022456R7410","OA3G01",508,null,"Switch","TR79"]
["1SBV048808R1000","LSA40X08",508,null,"Kontrol","TR71"]
["2CCS400900R0091","ZLS726",508.1,null,"Din Rail","TR75"]
["1SBN010151R1111","CAT4-11M Auxiliary Contact / Coil Terminal Block",518,null,"Kontrol","TR71"]
["1SBN010151R1311","CAT4-11U Auxiliary Contact / Coil Terminal Block",518,null,"Kontrol","TR71"]
["1SBN010151R1011","CAT4-11E Auxiliary Contact / Coil Terminal Block",518,null,"Kontrol","TR71"]
["1SVR405541R3110","CR-S024VADC1CRS Interface relay cpl.",525,null,"Kontrol","TR71"]
["1SFA611280R1001","Selector Switchrs B-C ALL#M2SSK1-101",531,null,"Kontrol","TR71"]
["1SFA611283R1001","Selector Switchrs A-B-C ALL#M3SSK1-101",531,null,"Kontrol","TR71"]
["2CDS632031R0104","3kA, 2P, C-Char., 10A",533.80000000000007,null,"Basic M","TR72"]
["2CDS632031R0164","3kA, 2P, C-Char., 16A",533.80000000000007,null,"Basic M","TR72"]
["2CDS632031R0204","3kA, 2P, C-Char., 20A",533.80000000000007,null,"Basic M","TR72"]
["2CDS632031R0254","3kA, 2P, C-Char., 25A",533.80000000000007,null,"Basic M","TR72"]
["1SCA108252R1001","OHBS12",534,null,"Switch","TR79"]
["1SLM004100A1102","MISTRAL41F sıva altı opak kapak dağıtım kutusu 8M",538,null,"Sigorta Kutusu","TR76"]
["1SLM004100A1202","MISTRAL41F sıva altı şeffaf kapak dağıtım kutusu 8M",538,null,"Sigorta Kutusu","TR76"]
["1SPE007717F0310","MISTRAL41W sıva üstü opak kapak dağıtım kutusu 8M",538,null,"Sigorta Kutusu","TR76"]
["1SPE007717F0320","MISTRAL41W sıva üstü şeffaf kapak dağıtım kutusu 8M",538,null,"Sigorta Kutusu","TR76"]
["2CDS271001R0405","S 201 M-B 40",539.1,null,"Din Rail","TR72"]
["1SVR405541R3210","CR-S024VADC1CRZ  Interface relay cpl.",540,null,"Kontrol","TR71"]
["1SL1920A00","Metal düz montaj plakaları 12M MISTRAL65",542.6,null,"Sigorta Kutusu","TR76"]
["1SBN081012R1000","BER16C-3 Connection Set for Reversing Contactors",545,null,"Kontrol","TR71"]
["1SFA184071R9001","P9MER4RN",546,null,"Kontrol","TR71"]
["2CDS632031R0324","3kA, 2P, C-Char., 32A",551.1,null,"Basic M","TR72"]
["2CDS632031R0064","3kA, 2P, C-Char., 6A",551.4,null,"Basic M","TR72"]
["1SDA066681R1","PB 100mm 6pcs XT1-XT3 4p PAR.DIV.PH.LOW ",559,null,"Tmax XT","TR70"]
["1SDA066680R1","PB 100mm 6pcs XT2-XT4 4p KIT PA.DI.PH.LO",559,null,"Tmax XT","TR70"]
["2CDS251001R0634","S 201-C 63",562.30000000000007,null,"Din Rail","TR72"]
["1SLM004100A1922","Dikey birleştirme / boru ve kablo tutucu 12M",562.6,null,"Sigorta Kutusu","TR76"]
["1SDA073858R1","PBC Prot. Pushbuttons AP/CH E2.2...E6.2 ",566,null,"Emax 2","TR70"]
["2CDS271001R0404","S 201 M-C 40",566.5,null,"Din Rail","TR72"]
["1SL1900A00","Opak kapak 4M MISTRAL65",567.5,null,"Sigorta Kutusu","TR76"]
["1SL1901A00","Şeffaf kapak 4M MISTRAL65",567.5,null,"Sigorta Kutusu","TR76"]
["1SAZ701901R0001","DB16 Single Mounting Kit for T16",569,null,"Kontrol","TR71"]
["1SCA105451R1001","OTPL80FD",571,null,"Switch","TR79"]
["1SCA105452R1001","OTPL80FP",571,null,"Switch","TR79"]
["2CDS211103R0104","SH 201-C 10 NA",571.20000000000005,null,"Din Rail","TR72"]
["2CDS211103R0164","SH 201-C 16 NA",571.20000000000005,null,"Din Rail","TR72"]
["2CDS211103R0204","SH 201-C 20 NA",571.20000000000005,null,"Din Rail","TR72"]
["2CDS211103R0254","SH 201-C 25 NA",571.20000000000005,null,"Din Rail","TR72"]
["1SDA066409R1","CONNECT. PLUG-SOCK. SWITC. 3PIN XT1..XT4",574,null,"Tmax XT","TR70"]
["2CSM204693R1801","E91/32PVS",576.9,null,"Din Rail","TR75"]
["1SBN010140R1122","CA4-22M Auxiliary Contact Block",578,null,"Kontrol","TR71"]
["1SBN010140R1131","CA4-31M Auxiliary Contact Block",578,null,"Kontrol","TR71"]
["1SBN010140R1113","CA4-13M Auxiliary Contact Block",578,null,"Kontrol","TR71"]
["1SBN010140R1104","CA4-04M Auxiliary Contact Block",578,null,"Kontrol","TR71"]
["1SBN010140R1322","CA4-22U Auxiliary Contact Block",578,null,"Kontrol","TR71"]
["1SBN010140R1331","CA4-31U Auxiliary Contact Block",578,null,"Kontrol","TR71"]
["1SBN010140R1340","CA4-40U Auxiliary Contact Block",578,null,"Kontrol","TR71"]
["1SBN010140R1022","CA4-22E Auxiliary Contact Block",578,null,"Kontrol","TR71"]
["1SBN010140R1031","CA4-31E Auxiliary Contact Block",578,null,"Kontrol","TR71"]
["1SBN010140R1040","CA4-40E Auxiliary Contact Block",578,null,"Kontrol","TR71"]
["1SBN010140R1004","CA4-04E Auxiliary Contact Block",578,null,"Kontrol","TR71"]
["1SBN010140R1222","CA4-22N Auxiliary Contact Block",578,null,"Kontrol","TR71"]
["1SBN010140R1231","CA4-31N Auxiliary Contact Block",578,null,"Kontrol","TR71"]
["1SBN010140R1213","CA4-13N Auxiliary Contact Block",578,null,"Kontrol","TR71"]
["1SBN010140R1240","CA4-40N Auxiliary Contact Block",578,null,"Kontrol","TR71"]
["1SBN010140R1204","CA4-04N Auxiliary Contact Block",578,null,"Kontrol","TR71"]
["1SAM201906R1105","PS1-5-0-65 3-phase busbar",578,null,"Kontrol","TR71"]
["1SPE007715F9705","Terminal bloğu vidasız N 14x1,5-4mm²+4x25mm²",582.9,null,"Sigorta Kutusu","TR76"]
["1SPE007715F9715","Terminal bloğu vidasız PE 14x1,5-4mm²+4x25mm²",582.9,null,"Sigorta Kutusu","TR76"]
["2CDS200918R0001","S2C-NT",584.6,null,"Din Rail","TR72"]
["1SLM004100A1904","Opak kapak 12M MISTRAL41F",584.80000000000007,null,"Sigorta Kutusu","TR76"]
["1SLM004100A1905","Şeffaf kapak 12M MISTRAL41F",584.80000000000007,null,"Sigorta Kutusu","TR76"]
["1SPE007717F9902","Opak kapak 12M MISTRAL41W",584.80000000000007,null,"Sigorta Kutusu","TR76"]
["1SPE007717F9910","Şeffaf kapak 12M MISTRAL41W",584.80000000000007,null,"Sigorta Kutusu","TR76"]
["2CDS632031R0404","3kA, 2P, C-Char., 40A",587.70000000000005,null,"Basic M","TR72"]
["1SCA022627R5970","OFAF2H300",589,null,"Switch","TR79"]
["1SCA022627R6010","OFAF2H315",589,null,"Switch","TR79"]
["1SCA022627R6190","OFAF2H355",589,null,"Switch","TR79"]
["1SCA022627R6270","OFAF2H400",589,null,"Switch","TR79"]
["2CDS251001R0635","S 201-B 63",592.20000000000005,null,"Din Rail","TR72"]
["2CDD281101R0025","SD201/25",598,null,"Din Rail","TR75"]
["2CCA703400R0001","E219-B",610.70000000000005,null,"Din Rail","TR75"]
["2CCA703401R0001","E219-C",610.70000000000005,null,"Din Rail","TR75"]
["2CCA703402R0001","E219-D",610.70000000000005,null,"Din Rail","TR75"]
["2CCA703403R0001","E219-E",610.70000000000005,null,"Din Rail","TR75"]
["2CCA703404R0001","E219-G",610.70000000000005,null,"Din Rail","TR75"]
["1SDA055173R1","ADP 5pin SOR/UVR RC T4-T5-T6 P/W        ",621,null,"Tmax","TR70"]
["1SDA054922R1","ADP 6pin AUX T4-T5-T6 P/W               ",621,null,"Tmax","TR70"]
["1SBN033405T1000","VM96-4 Mechanical Interlock Unit",626,null,"Kontrol","TR71"]
["2CDD281101R0032","SD201/32",630,null,"Din Rail","TR75"]
["GHC0110033R0008","PTC Temperature sensor, triple C011-3-15",635,null,"Kontrol","TR71"]
["2CDS271001R0504","S 201 M-C 50",636.5,null,"Din Rail","TR72"]
["1SVR405541R6110","CR-S110VADC1CRS Interface relay cpl.",638,null,"Kontrol","TR71"]
["1SVR405541R7110","CR-S230VADC1CRS Interface relay cpl.",638,null,"Kontrol","TR71"]
["2CDS211103R0324","SH 201-C 32 NA",638.9,null,"Din Rail","TR72"]
["1SFA611811R1000","ENCLOSURE 1-POS#MEP1-0",645,null,"Kontrol","TR71"]
["1SFA611821R1000","ENCLOSURE 1-POS#MEPY1-0",645,null,"Kontrol","TR71"]
["GJF1101903R0002","SA 2",648.1,null,"Din Rail","TR72"]
["2CDS633031R0105","3kA, 3P, B-Char., 10A",649.5,null,"Basic M","TR72"]
["2CDS633031R0165","3kA, 3P, B-Char., 16A",649.5,null,"Basic M","TR72"]
["2CDS633031R0205","3kA, 3P, B-Char., 20A",649.5,null,"Basic M","TR72"]
["2CDS633031R0255","3kA, 3P, B-Char., 25A",649.5,null,"Basic M","TR72"]
["2CDS633031R0104","3kA, 3P, C-Char., 10A",649.5,null,"Basic M","TR72"]
["2CDS633031R0164","3kA, 3P, C-Char., 16A",649.5,null,"Basic M","TR72"]
["2CDS633031R0204","3kA, 3P, C-Char., 20A",649.5,null,"Basic M","TR72"]
["2CDS633031R0254","3kA, 3P, C-Char., 25A",649.5,null,"Basic M","TR72"]
["2CCA880148R0001","CMS-800",650.9,null,"Din Rail","TR75"]
["2CDL210005R0657","PS 1/57/6",652.70000000000005,null,"Din Rail","TR72"]
["1SFA184561R9101","P9MET4RL1",659,null,"Kontrol","TR71"]
["1SL1922A00","Metal düz montaj plakaları 18M MISTRAL65",668.1,null,"Sigorta Kutusu","TR76"]
["2CSM200943R1801","E 93/20",668.2,null,"Din Rail","TR75"]
["2CDS211103R0064","SH 201-C 6 NA",675.2,null,"Din Rail","TR72"]
["1SCA022379R8100","OA2G11",690,null,"Switch","TR79"]
["1SFA619821R1002","ENCLOSURE 1-POS#CEPY1-1002",691,null,"Kontrol","TR71"]
["1SFA619821R2002","ENCLOSURE 1-POS#CEPY1-2002",691,null,"Kontrol","TR71"]
["1SFA619821R1001","ENCLOSURE 1-POS#CEPY1-1001",691,null,"Kontrol","TR71"]
["1SFA619821R2001","Emergency stop + Enclosure",691,null,"Kontrol","TR71"]
["1SCA109092R1001","OHBS11",697,null,"Switch","TR79"]
["1SBV048609R1000","LSA30P09",702,null,"Kontrol","TR71"]
["1SEP408753R0001","XR Padlock Extention up to 3 padlocks",704,null,"Switch","TR79"]
["1SLM004100A1923","Dikey birleştirme / boru ve kablo tutucu 18M",704.6,null,"Sigorta Kutusu","TR76"]
["1SFA619552R1051","Emergency stop#CE4K1-10R-02",709,null,"Kontrol","TR71"]
["2CCS500900R0181","ZLS725",710.2,null,"Din Rail","TR75"]
["1SL1902A00","Opak kapak 8M MISTRAL65",711.2,null,"Sigorta Kutusu","TR76"]
["1SL1903A00","Şeffaf kapak 8M MISTRAL65",711.2,null,"Sigorta Kutusu","TR76"]
["1SDA066678R1","PB 200mm 4pcs XT1-XT3 3p PAR.DIV.PH.HIG ",715,null,"Tmax XT","TR70"]
["1SDA066677R1","PB 200mm 4pcs XT2-XT4 3p KIT PA.DI.PH.HI",715,null,"Tmax XT","TR70"]
["2CDS271001R0505","S 201 M-B 50",716.1,null,"Din Rail","TR72"]
["1SPE007715F9706","Terminal bloğu vidasız N 17x1,5-4mm²+5x25mm²",716.9,null,"Sigorta Kutusu","TR76"]
["1SPE007715F9716","Terminal bloğu vidasız PE 17x1,5-4mm²+5x25mm²",716.9,null,"Sigorta Kutusu","TR76"]
["1SBN081018R2000","STAR DELTA CONNECTION SET BEY16C-3",722,null,"Kontrol","TR71"]
["2CDS633031R0065","3kA, 3P, B-Char., 6A",724,null,"Basic M","TR72"]
["2CDS633031R0064","3kA, 3P, C-Char., 6A",724,null,"Basic M","TR72"]
["1SCA022436R7910","OA1G10AU",725,null,"Switch","TR79"]
["1SCA022819R5260","OA3G01AU",725,null,"Switch","TR79"]
["GJL1211001R8010","B6-30-01-80 Mini Contactor",725,null,"Kontrol","TR71"]
["GJL1211001R8100","B6-30-10-80 Mini Contactor",725,null,"Kontrol","TR71"]
["1SAZ701902R0001","DB42 Single Mounting Kit for TF42",725,null,"Kontrol","TR71"]
["2CSM110000R0711","M1174",725.1,null,"Din Rail","TR75"]
["2CSM210000R0721","M1175",725.1,null,"Din Rail","TR75"]
["1SDA105004R1","PB 200mm 4pcs XT5 3p KIT PA.DI.PH.HI",728,null,"Tmax XT","TR70"]
["2CSM204753R1801","E 93/32",730.4,null,"Din Rail","TR75"]
["1SDA105003R1","PB 100mm 6pcs XT5 4p KIT PA.DI.PH.HI",733,null,"Tmax XT","TR70"]
["1SVR405541R6210","CR-S110VADC1CRZ Interface relay cpl.",733,null,"Kontrol","TR71"]
["1SVR405541R7210","CR-S230VADC1CRZ Interface relay cpl.",733,null,"Kontrol","TR71"]
["2CDS633031R0325","3kA, 3P, B-Char., 32A",733.80000000000007,null,"Basic M","TR72"]
["2CDS633031R0324","3kA, 3P, C-Char., 32A",733.80000000000007,null,"Basic M","TR72"]
["1SPE007717F0410","MISTRAL41W sıva üstü opak kapak dağıtım kutusu 12M",735.5,null,"Sigorta Kutusu","TR76"]
["1SPE007717F0420","MISTRAL41W sıva üstü şeffaf kapak dağıtım kutusu 12M",735.5,null,"Sigorta Kutusu","TR76"]
["1SDA066180R1","KIT DIN50022 A1-A2 PLATE DIN            ",737,null,"Formula","TR70"]
["2CDS211103R0404","SH 201-C 40 NA",740.6,null,"Din Rail","TR72"]
["1SBN050010R1000","RV5/50",751,null,"Kontrol","TR71"]
["1SBN050010R1002","RV5/250",751,null,"Kontrol","TR71"]
["2CSM279022R1801","E 91/50",752.80000000000007,null,"Din Rail","TR75"]
["1SDA066410R1","CONNECT. PLUG-SOCK. SWITC. 6PIN XT1..XT4",759,null,"Tmax XT","TR70"]
["1SBL101001R2601","CONTACTOR AS09-30-01-26 230V50/60Hz",769,null,"Kontrol","TR71"]
["1SBL101001R2610","CONTACTOR AS09-30-10-26 230V50/60Hz",769,null,"Kontrol","TR71"]
["2CDS632031R0504","3kA, 2P, C-Char., 50A",773.4,null,"Basic M","TR72"]
["2CDS271001R0635","S 201 M-B 63",779.7,null,"Din Rail","TR72"]
["1SFA611522R1101","Modular Emergancy Stop #MPEK3-11R",790,null,"Kontrol","TR71"]
["1SFA611525R1101","Modular Emergancy Stop #MPEK4-11R",790,null,"Kontrol","TR71"]
["GJH1211001R8220","K6-22Z-80 Mini Contactor Relay",794,null,"Kontrol","TR71"]
["GJH1211001R8310","K6-31Z-80 Mini Contactor Relay",794,null,"Kontrol","TR71"]
["GJH1211001R8400","K6-40E-80 Mini Contactor Relay",794,null,"Kontrol","TR71"]
["1SBN030111R1000","VEM4 Mechanical and Electrical Interlock Unit",794,null,"Kontrol","TR71"]
["1SBN081311R1000","BER16-4 Connection Set for Reversing Contactors",794,null,"Kontrol","TR71"]
["1SDA104876R1","IP54RHD XT5 PROTECT. IP54 ROT.HANDL",796,null,"Tmax XT","TR70"]
["GHC0110003R0001","PTC Temperature sensor C011-70",796,null,"Kontrol","TR71"]
["GHC0110003R0002","PTC Temperature sensor C011-80",796,null,"Kontrol","TR71"]
["GHC0110003R0003","PTC Temperature sensor C011-90",796,null,"Kontrol","TR71"]
["GHC0110003R0004","PTC Temperature sensor C011-100",796,null,"Kontrol","TR71"]
["GHC0110003R0005","PTC Temperature sensor C011-110",796,null,"Kontrol","TR71"]
["GHC0110003R0006","PTC Temperature sensor C011-120",796,null,"Kontrol","TR71"]
["GHC0110003R0007","PTC Temperature sensor C011-130",796,null,"Kontrol","TR71"]
["GHC0110003R0011","PTC Temperature sensor C011-140",796,null,"Kontrol","TR71"]
["GHC0110003R0008","PTC Temperature sensor C011-150",796,null,"Kontrol","TR71"]
["GHC0110003R0009","PTC Temperature sensor C011-160",796,null,"Kontrol","TR71"]
["GHC0110003R0010","PTC Temperature sensor C011-170",796,null,"Kontrol","TR71"]
["1SBV011011R1211","LS72P11B11",797,null,"Kontrol","TR71"]
["2CDS200912R0001","S2C-H6R",801.7,null,"Din Rail","TR72"]
["1SAM201904R1005","UA1-230 Undervoltage release 230 V",816,null,"Kontrol","TR71"]
["1SBV010311R1211","LS32P11B11",816,null,"Kontrol","TR71"]
["2CDS252001R0104","S 202-C 10",820.30000000000007,null,"Din Rail","TR72"]
["2CDS252001R0164","S 202-C 16",820.30000000000007,null,"Din Rail","TR72"]
["2CDS252001R0204","S 202-C 20",820.30000000000007,null,"Din Rail","TR72"]
["2CDS252001R0254","S 202-C 25",820.30000000000007,null,"Din Rail","TR72"]
["1SNA645071R0000","RB121-24VDC Interface relay R600",821,null,"Kontrol","TR71"]
["1SNA645001R0300","RB121-24VUC Interface relay R600",821,null,"Kontrol","TR71"]
["1SBL111001R2601","CONTACTOR AS12-30-01-26 230V50/60Hz",823,null,"Kontrol","TR71"]
["1SBL111001R2610","CONTACTOR AS12-30-10-26 230V50/60Hz",823,null,"Kontrol","TR71"]
["2CDS633031R0405","3kA, 3P, B-Char., 40A",826.4,null,"Basic M","TR72"]
["2CDS633031R0404","3kA, 3P, C-Char., 40A",826.4,null,"Basic M","TR72"]
["1SNA645002R0400","RB121-48-60VUC Interface relay R600",829,null,"Kontrol","TR71"]
["2CDS271001R0634","S 201 M-C 63",830.7,null,"Din Rail","TR72"]
["1SFA619811R1001","ENCLOSURE 1-POS#CEP1-1001",838,null,"Kontrol","TR71"]
["1SFA619811R1002","ENCLOSURE 1-POS#CEP1-1002",838,null,"Kontrol","TR71"]
["1SFA619811R2001","ENCLOSURE 1-POS#CEP1-2001",838,null,"Kontrol","TR71"]
["1SFA619811R2002","ENCLOSURE 1-POS#CEP1-2002",838,null,"Kontrol","TR71"]
["2CDS252001R0064","S 202-C 6",838.6,null,"Din Rail","TR72"]
["1SPE007715F9707","Terminal bloğu vidasız N 20x1,5-4mm²+6x25mm²",844.1,null,"Sigorta Kutusu","TR76"]
["1SPE007715F9717","Terminal bloğu vidasız PE 20x1,5-4mm²+6x25mm²",844.1,null,"Sigorta Kutusu","TR76"]
["2CDS632031R0634","3kA, 2P, C-Char., 63A",845.5,null,"Basic M","TR72"]
["1SBH101001R2622","CONTACTOR RELAY NS22E-26 230V50/60Hz",848,null,"Kontrol","TR71"]
["1SBH101001R2631","CONTACTOR RELAY NS31E-26 230V50/60Hz",848,null,"Kontrol","TR71"]
["1SBH101001R2640","CONTACTOR RELAY NS40E-26 230V50/60Hz",848,null,"Kontrol","TR71"]
["1SLM004100A1103","MISTRAL41F sıva altı opak kapak dağıtım kutusu 12M",850.30000000000007,null,"Sigorta Kutusu","TR76"]
["1SLM004100A1203","MISTRAL41F sıva altı şeffaf kapak dağıtım kutusu 12M",850.30000000000007,null,"Sigorta Kutusu","TR76"]
["1SDA073877R1","PB Sep. H=100mm 4pz E1.2-XT7-XT7M F 3P  ",857,null,"Emax 2","TR70"]
["GJL1311001R8010","B7-30-01-80 Mini Contactor",857,null,"Kontrol","TR71"]
["GJL1311001R8100","B7-30-10-80 Mini Contactor",857,null,"Kontrol","TR71"]
["2CSM204703R1801","E92/32PV",868.30000000000007,null,"Din Rail","TR75"]
["1SFA197004R1011","P9PLNVDR",873,null,"Kontrol","TR71"]
["1SFA197002R1013","P9PLNVDG",873,null,"Kontrol","TR71"]
["1SL1100A00","MISTRAL65 opak kapak dağıtım kutusu 4M",874.9,null,"Sigorta Kutusu","TR76"]
["1SL1200A00","MISTRAL65 şeffaf kapak dağıtım kutusu 4M",874.9,null,"Sigorta Kutusu","TR76"]
["1SCA022380R9660","OHB65J6",879,null,"Switch","TR79"]
["GJL1213001R0011","BC6-30-01-01 Mini Contactor",879,null,"Kontrol","TR71"]
["GJL1213001R0101","BC6-30-10-01 Mini Contactor",879,null,"Kontrol","TR71"]
["1SDA066664R1","HTC XT1 3p TERMINAL COVERS HIGH 2pcs    ",883,null,"Tmax XT","TR70"]
["1SDA066655R1","LTC XT1 3p TERMINAL COVERS LOW 2pcs     ",883,null,"Tmax XT","TR70"]
["2CDS634031R0104","3kA, 4P, C-Char., 10A",887.6,null,"Basic M","TR72"]
["2CDS634031R0164","3kA, 4P, C-Char., 16A",887.6,null,"Basic M","TR72"]
["2CDS634031R0204","3kA, 4P, C-Char., 20A",887.6,null,"Basic M","TR72"]
["2CDS634031R0254","3kA, 4P, C-Char., 25A",887.6,null,"Basic M","TR72"]
["1SBV010312R1211","LS32P12B11",889,null,"Kontrol","TR71"]
["1SBV010331R1211","LS32P31B11",889,null,"Kontrol","TR71"]
["1SCA104811R1001","OT16F3",894,null,"Switch","TR79"]
["1SLM004100A1906","Opak kapak 18M MISTRAL41F",899.2,null,"Sigorta Kutusu","TR76"]
["1SLM004100A1907","Şeffaf kapak 18M MISTRAL41F",899.2,null,"Sigorta Kutusu","TR76"]
["1SPE007717F9905","Opak kapak 18M MISTRAL41W",899.2,null,"Sigorta Kutusu","TR76"]
["1SPE007717F9913","Şeffaf kapak 18M MISTRAL41W",899.2,null,"Sigorta Kutusu","TR76"]
["2CDS252001R0324","S 202-C 32",901.6,null,"Din Rail","TR72"]
["1SDA073800R1","PLC E1.2-XT7M Padlocks open pos. D=4mm  ",904,null,"Emax 2","TR70"]
["2CCA703150R0001","E215-16-11B",905.9,null,"Din Rail","TR75"]
["2CCA703151R0001","E215-16-11C",905.9,null,"Din Rail","TR75"]
["2CCA703152R0001","E215-16-11D",905.9,null,"Din Rail","TR75"]
["2CCA703153R0001","E215-16-11E",905.9,null,"Din Rail","TR75"]
["2CCA703154R0001","E215-16-11F",905.9,null,"Din Rail","TR75"]
["2CCA703155R0001","E215-16-11G",905.9,null,"Din Rail","TR75"]
["1SDA105010R1","PB 100mm 4pcs XT6 3p KIT PA.DI.PH.HI",908,null,"Tmax XT","TR70"]
["1SFA611812R1000","ENCLOSURE 2-POS#MEP2-0",909,null,"Kontrol","TR71"]
["2CDL220001R1012","PS 2/12",910.80000000000007,null,"Din Rail","TR72"]
["1SFA197005R1012","P9PLNVDV",914,null,"Kontrol","TR71"]
["1SFA197003R1014","P9PLNVDL",914,null,"Kontrol","TR71"]
["2CDS634031R0324","3kA, 4P, C-Char., 32A",924.7,null,"Basic M","TR72"]
["1SAE901901R1011","EH04-11N Auxiliary contact block",927,null,"Kontrol","TR71"]
["1SAE901901R1020","EH04-20N Auxiliary contact block",927,null,"Kontrol","TR71"]
["GJH1213001R0221","KC6-22Z-01 Mini Contactor Relay",932,null,"Kontrol","TR71"]
["GJH1213001R0311","KC6-31Z-01 Mini Contactor Relay",932,null,"Kontrol","TR71"]
["GJH1213001R0401","KC6-40E-01 Mini Contactor Relay",932,null,"Kontrol","TR71"]
["1SBL121001R2601","CONTACTOR AS16-30-01-26 230V50/60Hz",932,null,"Kontrol","TR71"]
["1SBL121001R2610","CONTACTOR AS16-30-10-26 230V50/60Hz",932,null,"Kontrol","TR71"]
["2CDS252001R0014","S 202-C 1",933.4,null,"Din Rail","TR72"]
["2CDS252001R0024","S 202-C 2",933.4,null,"Din Rail","TR72"]
["2CDS252001R0034","S 202-C 3",933.4,null,"Din Rail","TR72"]
["2CDS252001R0044","S 202-C 4",933.4,null,"Din Rail","TR72"]
["2TLA020056R0500","M12-C31 3m Cable 5x0,34",934,null,"Safety","TR71"]
["1SFA197001R1015","P9PLNVDB",943,null,"Kontrol","TR71"]
["2CDS200946R0001","S2C-H6-11R",946.9,null,"Din Rail","TR72"]
["2CDS200946R0002","S2C-H6-20R",946.9,null,"Din Rail","TR72"]
["2CDS200946R0003","S2C-H6-02R",946.9,null,"Din Rail","TR72"]
["1SCA104848R1001-B","OT16FT3HY3ST1",948,null,"Switch","TR79"]
["2CDS211103R0504","SH 201-C 50 NA",950.5,null,"Din Rail","TR72"]
["2CDS200936R0001","S2C-H11L",951.1,null,"Din Rail","TR72"]
["2CDS200936R0002","S2C-H20L",951.1,null,"Din Rail","TR72"]
["2CDS200936R0003","S2C-H02L",951.1,null,"Din Rail","TR72"]
["1SCA104857R1001","OT25F3",963,null,"Switch","TR79"]
["1SFA197010R1041","P9PLNVJR",963,null,"Kontrol","TR71"]
["2CDS633031R0505","3kA, 3P, B-Char., 50A",964.5,null,"Basic M","TR72"]
["2CDS633031R0504","3kA, 3P, C-Char., 50A",964.5,null,"Basic M","TR72"]
["1SCA105220R1001","OHBS2AJE011",966,null,"Switch","TR79"]
["1SNA645003R0500","RB121-115VUC Interface relay R600",966,null,"Kontrol","TR71"]
["1SNA645004R0400","RB121-230VUC Interface relay R600",966,null,"Kontrol","TR71"]
["2CDS213001R0104","SH 203-C 10",970.1,null,"Din Rail","TR72"]
["2CDS213001R0164","SH 203-C 16",970.1,null,"Din Rail","TR72"]
["2CDS213001R0204","SH 203-C 20",970.1,null,"Din Rail","TR72"]
["2CDS213001R0254","SH 203-C 25",970.1,null,"Din Rail","TR72"]
["2CDS252001R0404","S 202-C 40",978.7,null,"Din Rail","TR72"]
["2CCA703041R0001","E213-25-001",978.7,null,"Din Rail","TR75"]
["2CDS213001R0105","SH 203-B 10",979.5,null,"Din Rail","TR72"]
["2CDS213001R0165","SH 203-B 16",979.5,null,"Din Rail","TR72"]
["2CDS213001R0205","SH 203-B 20",979.5,null,"Din Rail","TR72"]
["2CDS213001R0255","SH 203-B 25",979.5,null,"Din Rail","TR72"]
["1SDA066452R1","AUP-R 250 V FP XT2-XT4 2 CON.WITHD.SIG. ",987,null,"Tmax XT","TR70"]
["1SDA066450R1","AUP-I 250Vac FP XT1..XT4 4 CON.INSE.SIG.",987,null,"Tmax XT","TR70"]
["1SAM201910R1003","AA1-230 Shunt Trip 200-240V",989,null,"Kontrol","TR71"]
["1SAM201920R1001","MSHD-LB Handle, IP64, black,",989,null,"Kontrol","TR71"]
["1SAM201920R1002","MSHD-LY Handle, IP64, red/yellow,",989,null,"Kontrol","TR71"]
["1SAM201920R1011","MSHD-LTB Handle, IP64, black,",989,null,"Kontrol","TR71"]
["1SAM201920R1012","MSHD-LTY Handle, IP64, red/yellow,",989,null,"Kontrol","TR71"]
["2CDS634031R0064","3kA, 4P, C-Char., 6A",989.5,null,"Basic M","TR72"]
["1SCA117524R1001","OTVS0",990,null,"Switch","TR79"]
["1SAM201911R1010","IB132-G Enclosure, GY/BK, IP65",990,null,"Kontrol","TR71"]
["1SBL137001R1310","AF09-30-10-13 100-250V50/60HZ-DC Contactor",996,null,"Kontrol","TR71"]
["1SBL137001R1301","AF09-30-01-13 100-250V50/60HZ-DC Contactor",996,null,"Kontrol","TR71"]
["1SDA054923R1","ADP 12pin AUX T4-T5-T6 P/W              ",998,null,"Tmax","TR70"]
["1SBV010341R1211","LS32P41B11",998,null,"Kontrol","TR71"]
["2TLA020046R0800","Eva General code",998,null,"Safety","TR71"]
["1SBV011041R1211","LS72P41B11",1002,null,"Kontrol","TR71"]
["1SL1904A00","Opak kapak 12M MISTRAL65",1002,null,"Sigorta Kutusu","TR76"]
["1SL1905A00","Şeffaf kapak 12M MISTRAL65",1002,null,"Sigorta Kutusu","TR76"]
["1SCA127390R1001","OTDV250EK",1007,null,"Switch","TR79"]
["1SFA197007R1045","P9PLNVJB",1010,null,"Kontrol","TR71"]
["1SFA197008R1043","P9PLNVJG",1010,null,"Kontrol","TR71"]
["1SFA197011R1042","P9PLNVJV",1015,null,"Kontrol","TR71"]
["2CDS634031R0404","3kA, 4P, C-Char., 40A",1022,null,"Basic M","TR72"]
["1SCA104897R1001-B","OT25FT3HY3ST1",1023,null,"Switch","TR79"]
["GJL1313001R0011","BC7-30-01-01 Mini Contactor",1023,null,"Kontrol","TR71"]
["GJL1313001R0101","BC7-30-10-01 Mini Contactor",1023,null,"Kontrol","TR71"]
["1SBH137001R1322","NF22E-13 100-250V50/60HZ-DC Contactor Relay",1023,null,"Kontrol","TR71"]
["1SBH137001R1331","NF31E-13 100-250V50/60HZ-DC Contactor Relay",1023,null,"Kontrol","TR71"]
["1SBH137001R1340","NF40E-13 100-250V50/60HZ-DC Contactor Relay",1023,null,"Kontrol","TR71"]
["2CDS213001R0064","SH 203-C 6",1026,null,"Din Rail","TR72"]
["1SBN081313R2000","BEY16-4 Connection Set for Star-Delta Starter",1027,null,"Kontrol","TR71"]
["1SCA110539R1001-B","OT16FT3HS3ST1",1031,null,"Switch","TR79"]
["1SDA104817R1","AUP-R XT5-XT6 P/W 1 Rac.-out cont. 250V",1034,null,"Tmax XT","TR70"]
["1SDA104815R1","AUP-I XT5-XT6 P/W 3 Rack.in contacts250V",1034,null,"Tmax XT","TR70"]
["2CDS213001R0065","SH 203-B 6",1036,null,"Din Rail","TR72"]
["2CDS211103R0634","SH 201-C 63 NA",1036,null,"Din Rail","TR72"]
["1SCA105092R1001","OTPN125FD",1040,null,"Switch","TR79"]
["1SCA105094R1001","OTPN125FP",1040,null,"Switch","TR79"]
["1SCA105698R1001","OTPE125FD",1040,null,"Switch","TR79"]
["1SCA105128R1001","OTPE125FP",1040,null,"Switch","TR79"]
["1SBL157001R1310","AF12-30-10-13 100-250V50/60HZ-DC Contactor",1041,null,"Kontrol","TR71"]
["1SBL157001R1301","AF12-30-01-13 100-250V50/60HZ-DC Contactor",1041,null,"Kontrol","TR71"]
["1SLM004100A1920","Yatay bölümlendirme 12M MISTRAL41F",1045,null,"Sigorta Kutusu","TR76"]
["1SPE007715F5112","Yatay bölümlendirme 12M MISTRAL41W",1045,null,"Sigorta Kutusu","TR76"]
["2CDS633031R0635","3kA, 3P, B-Char., 63A",1046,null,"Basic M","TR72"]
["2CDS633031R0634","3kA, 3P, C-Char., 63A",1046,null,"Basic M","TR72"]
["2CDL230001R1012","PS 3/12",1047,null,"Din Rail","TR72"]
["1SDA066666R1","HTC XT2 3p TERMINAL COVERS HIGH 2pcs    ",1050,null,"Tmax XT","TR70"]
["1SDA066657R1","LTC XT2 3p TERMINAL COVERS LOW 2pcs     ",1050,null,"Tmax XT","TR70"]
["1SCA022399R8110","OHB65J6T",1058,null,"Switch","TR79"]
["2CDS213001R0324","SH 203-C 32",1063,null,"Din Rail","TR72"]
["1SAM201911R1011","IB132-Y Enclosure, RD/YE, IP65",1064,null,"Kontrol","TR71"]
["1SDA066889R1","KIT ES XT1 3pcs                         ",1072,null,"Tmax XT","TR70"]
["2CDS213001R0325","SH 203-B 32",1072,null,"Din Rail","TR72"]
["1SFA197009R1044","P9PLNVJL",1075,null,"Kontrol","TR71"]
["1SDA066865R1","KIT EF XT1 3pcs                         ",1076,null,"Tmax XT","TR70"]
["1SAX101910R1001","DB19EF Single Mounting Kit for EF19",1076,null,"Kontrol","TR71"]
["1SCA022042R6110","OXP12X535",1082,null,"Switch","TR79"]
["1SCA104824R1001-B","OT16F3HS5X6ST1 ",1088,null,"Switch","TR79"]
["1SFA197017R1072","P9PLNVNV",1089,null,"Kontrol","TR71"]
["1SFA197016R1071","P9PLNVNR",1089,null,"Kontrol","TR71"]
["1SFA197013R1075","P9PLNVNB",1089,null,"Kontrol","TR71"]
["1SFA197014R1073","P9PLNVNG",1089,null,"Kontrol","TR71"]
["1SBV010391R1211","LS32P91B11",1091,null,"Kontrol","TR71"]
["1SCA104892R1001-B","OT25FT3HS3ST1",1095,null,"Switch","TR79"]
["1SCA104827R1001-B","OT16F3HY5X6ST1",1095,null,"Switch","TR79"]
["1SBN082311R1000","BER38-4 Connection Set for Reversing Contactors",1095,null,"Kontrol","TR71"]
["2CDS200922R0001","S2C-S/H6R",1106,null,"Din Rail","TR72"]
["1SBH101001R2653","CONTACTOR RELAY NS53E-26 230V50/60Hz",1110,null,"Kontrol","TR71"]
["1SBH101001R2662","CONTACTOR RELAY NS62E-26 230V50/60Hz",1110,null,"Kontrol","TR71"]
["1SBH101001R2671","CONTACTOR RELAY NS71E-26 230V50/60Hz",1110,null,"Kontrol","TR71"]
["1SBH101001R2680","CONTACTOR RELAY NS80E-26 230V50/60Hz",1110,null,"Kontrol","TR71"]
["1SBH101001R2644","CONTACTOR RELAY NS44E-26 230V50/60Hz",1110,null,"Kontrol","TR71"]
["1SDA054919R1","AUP-R T4-T5-T6 CON.WITHDRAW.SIG.        ",1114,null,"Tmax","TR70"]
["1SDA054918R1","AUP-I T4-T5-T6 CON.INSERTED SIGN        ",1114,null,"Tmax","TR70"]
["1SDA054924R1","ADP 10pin MOE AUE T4-T5-T6 P/W          ",1114,null,"Tmax","TR70"]
["1SFN030300R1000","Mech.interlock#VM19",1117,null,"Kontrol","TR71"]
["1SAZ401110R0001","DB200 Single mounting kit",1117,null,"Kontrol","TR71"]
["1SDA066941R1","KIT R XT2 3pcs                          ",1122,null,"Tmax XT","TR70"]
["1SFN034403R1000","MECH. INTERLOCK#VM140/190",1123,null,"Kontrol","TR71"]
["1SBV010351R1211","LS32P51B11",1127,null,"Kontrol","TR71"]
["1SBV048809R1000","LSA40X09",1127,null,"Kontrol","TR71"]
["1SLM004100A1104","MISTRAL41F sıva altı opak kapak dağıtım kutusu 18M",1130,null,"Sigorta Kutusu","TR76"]
["1SLM004100A1204","MISTRAL41F sıva altı şeffaf kapak dağıtım kutusu 18M",1130,null,"Sigorta Kutusu","TR76"]
["1SLM004100A1908","Opak kapak 24M / 48M MISTRAL41F",1130,null,"Sigorta Kutusu","TR76"]
["1SLM004100A1909","Şeffaf kapak 24M / 48M MISTRAL41F",1130,null,"Sigorta Kutusu","TR76"]
["1SPE007717F0810","MISTRAL41W sıva üstü opak kapak dağıtım kutusu 18M",1130,null,"Sigorta Kutusu","TR76"]
["1SPE007717F0820","MISTRAL41W sıva üstü şeffaf kapak dağıtım kutusu 18M",1130,null,"Sigorta Kutusu","TR76"]
["1SPE007717F9903","Opak kapak 24M / 48M MISTRAL41W",1130,null,"Sigorta Kutusu","TR76"]
["1SPE007717F9911","Şeffaf kapak 24M / 48M MISTRAL41W",1130,null,"Sigorta Kutusu","TR76"]
["1SCA104872R1001-B","OT25F3HY5X6ST1",1131,null,"Switch","TR79"]
["1SCA104870R1001-B","OT25F3HS5X6ST1",1131,null,"Switch","TR79"]
["1SBE111111R0611","ESB16-11N",1131,null,"Kontrol","TR71"]
["1SBE111111R0620","ESB16-20N",1131,null,"Kontrol","TR71"]
["1SBE111111R0602","ESB16-02N",1131,null,"Kontrol","TR71"]
["2CDS253001R0104","S 203-C 10",1133,null,"Din Rail","TR72"]
["2CDS253001R0164","S 203-C 16",1133,null,"Din Rail","TR72"]
["2CDS253001R0204","S 203-C 20",1133,null,"Din Rail","TR72"]
["2CDS253001R0254","S 203-C 25",1133,null,"Din Rail","TR72"]
["1SFA197015R1074","P9PLNVNL",1140,null,"Kontrol","TR71"]
["1SCA104902R1001","OT40F3",1141,null,"Switch","TR79"]
["1SFN035203R1000","MECH. INTERLOCK#VM205/265",1141,null,"Kontrol","TR71"]
["2CSM211000R0721","M1175-C",1142,null,"Din Rail","TR75"]
["1SCA022381R0830","OHB95J12",1152,null,"Switch","TR79"]
["1SL1921A00","Metal düz montaj plakaları 2x12M MISTRAL65",1154,null,"Sigorta Kutusu","TR76"]
["SK829002-B","CAL16-11B CONT.AUX.O+F.D",1155,null,"Kontrol","TR71"]
["SK829002-C","CAL16-11C CONT.AUX.O+F.G",1155,null,"Kontrol","TR71"]
["SK829002-D","CAL16-11D CONT.O+F.D EXT",1155,null,"Kontrol","TR71"]
["1SNA645021R2600","OBIC0100-24VDC Optocoupler R600",1155,null,"Kontrol","TR71"]
["2CDS253001R0324","S 203-C 32",1156,null,"Din Rail","TR72"]
["2CDS253001R0064","S 203-C 6",1158,null,"Din Rail","TR72"]
["1SLM004100A1105","MISTRAL41F sıva altı opak kapak dağıtım kutusu 24M",1160,null,"Sigorta Kutusu","TR76"]
["1SLM004100A1205","MISTRAL41F sıva altı şeffaf kapak dağıtım kutusu 24M",1160,null,"Sigorta Kutusu","TR76"]
["2CSM200933R1801","E 93hN/20",1167,null,"Din Rail","TR75"]
["2CDL230001R1612","PS 3/12/16",1169,null,"Din Rail","TR72"]
["1SDA066866R1","KIT EF XT1 4pcs                         ",1173,null,"Tmax XT","TR70"]
["2CDL210001R1060","PS 1/60",1174,null,"Din Rail","TR72"]
["1SLM004100A1921","Yatay bölümlendirme 18M MISTRAL41F",1178,null,"Sigorta Kutusu","TR76"]
["1SPE007715F5118","Yatay bölümlendirme 18M MISTRAL41W",1178,null,"Sigorta Kutusu","TR76"]
["2CDS272001R0064","S 202 M-C 6",1178,null,"Din Rail","TR72"]
["2CDS272001R0104","S 202 M-C 10",1178,null,"Din Rail","TR72"]
["2CDS272001R0164","S 202 M-C 16",1178,null,"Din Rail","TR72"]
["2CDS272001R0204","S 202 M-C 20",1178,null,"Din Rail","TR72"]
["2CDS272001R0254","S 202 M-C 25",1178,null,"Din Rail","TR72"]
["1SDA066665R1","HTC XT1 4p TERMINAL COVERS HIGH 2pcs    ",1192,null,"Tmax XT","TR70"]
["1SDA066656R1","LTC XT1 4p TERMINAL COVERS LOW 2pcs     ",1192,null,"Tmax XT","TR70"]
["2CCA880331R0001","CMS-802",1192,null,"Din Rail","TR75"]
["1SCA104829R1001","OT16F4N2",1195,null,"Switch","TR79"]
["1SCA105088R1001","OTPL125FD",1196,null,"Switch","TR79"]
["1SCA105090R1001","OTPL125FP",1196,null,"Switch","TR79"]
["1SDA066893R1","KIT ES XT2 3pcs                         ",1197,null,"Tmax XT","TR70"]
["2TAZ312000R2011","E290-16-10/230",1199,null,"Din Rail","TR75"]
["1SAZ711201R1005","T16-0.13 Thermal Overload Relay",1203,null,"Kontrol","TR71"]
["1SAZ711201R1008","T16-0.17 Thermal Overload Relay",1203,null,"Kontrol","TR71"]
["1SAZ711201R1009","T16-0.23 Thermal Overload Relay",1203,null,"Kontrol","TR71"]
["1SAZ711201R1013","T16-0.31 Thermal Overload Relay",1203,null,"Kontrol","TR71"]
["1SAZ711201R1014","T16-0.41 Thermal Overload Relay",1203,null,"Kontrol","TR71"]
["1SAZ711201R1017","T16-0.55 Thermal Overload Relay",1203,null,"Kontrol","TR71"]
["1SAZ711201R1021","T16-0.74 Thermal Overload Relay",1203,null,"Kontrol","TR71"]
["1SAZ711201R1023","T16-1.0 Thermal Overload Relay",1203,null,"Kontrol","TR71"]
["1SAZ711201R1025","T16-1.3 Thermal Overload Relay",1203,null,"Kontrol","TR71"]
["1SAZ711201R1028","T16-1.7 Thermal Overload Relay",1203,null,"Kontrol","TR71"]
["1SAZ711201R1031","T16-2.3 Thermal Overload Relay",1203,null,"Kontrol","TR71"]
["1SAZ711201R1033","T16-3.1 Thermal Overload Relay",1203,null,"Kontrol","TR71"]
["1SAZ711201R1035","T16-4.2 Thermal Overload Relay",1203,null,"Kontrol","TR71"]
["1SAZ711201R1038","T16-5.7 Thermal Overload Relay",1203,null,"Kontrol","TR71"]
["1SAZ711201R1040","T16-7.6 Thermal Overload Relay",1203,null,"Kontrol","TR71"]
["1SAZ711201R1043","T16-10 Thermal Overload Relay",1203,null,"Kontrol","TR71"]
["1SAZ711201R1045","T16-13 Thermal Overload Relay",1203,null,"Kontrol","TR71"]
["1SAZ711201R1047","T16-16 Thermal Overload Relay",1203,null,"Kontrol","TR71"]
["2TLA020056R5800","M12-C0312. 0,3m cable 5x034 female+male",1204,null,"Safety","TR71"]
["2TLA020056R0200","M12-C62  6m cable 5x0.34 male",1204,null,"Safety","TR71"]
["1SFA192012R9001","P9MEC4RN37",1211,null,"Kontrol","TR71"]
["2CDL210001R1660","PS 1/60/16",1212,null,"Din Rail","TR72"]
["2CDS253001R0105","S 203-B 10",1215,null,"Din Rail","TR72"]
["2CDS253001R0165","S 203-B 16",1215,null,"Din Rail","TR72"]
["2CDS253001R0205","S 203-B 20",1215,null,"Din Rail","TR72"]
["2CDS253001R0255","S 203-B 25",1215,null,"Din Rail","TR72"]
["1SBL177001R1310","AF16-30-10-13 100-250V50/60HZ-DC Contactor",1219,null,"Kontrol","TR71"]
["1SBL177001R1301","AF16-30-01-13 100-250V50/60HZ-DC Contactor",1219,null,"Kontrol","TR71"]
["1SDA066869R1","KIT EF XT2 3pcs                         ",1221,null,"Tmax XT","TR70"]
["1SAZ721201R1005","TF42-0.13 Thermal Overload Relay",1221,null,"Kontrol","TR71"]
["1SAZ721201R1008","TF42-0.17 Thermal Overload Relay",1221,null,"Kontrol","TR71"]
["1SAZ721201R1009","TF42-0.23 Thermal Overload Relay",1221,null,"Kontrol","TR71"]
["1SAZ721201R1013","TF42-0.31 Thermal Overload Relay",1221,null,"Kontrol","TR71"]
["1SAZ721201R1014","TF42-0.41 Thermal Overload Relay",1221,null,"Kontrol","TR71"]
["1SAZ721201R1017","TF42-0.55 Thermal Overload Relay",1221,null,"Kontrol","TR71"]
["1SAZ721201R1021","TF42-0.74 Thermal Overload Relay",1221,null,"Kontrol","TR71"]
["1SAZ721201R1023","TF42-1.0 Thermal Overload Relay",1221,null,"Kontrol","TR71"]
["1SAZ721201R1025","TF42-1.3 Thermal Overload Relay",1221,null,"Kontrol","TR71"]
["1SAZ721201R1028","TF42-1.7 Thermal Overload Relay",1221,null,"Kontrol","TR71"]
["1SAZ721201R1031","TF42-2.3 Thermal Overload Relay",1221,null,"Kontrol","TR71"]
["1SAZ721201R1033","TF42-3.1 Thermal Overload Relay",1221,null,"Kontrol","TR71"]
["1SAZ721201R1035","TF42-4.2 Thermal Overload Relay",1221,null,"Kontrol","TR71"]
["1SAZ721201R1038","TF42-5.7 Thermal Overload Relay",1221,null,"Kontrol","TR71"]
["1SAZ721201R1040","TF42-7.6 Thermal Overload Relay",1221,null,"Kontrol","TR71"]
["1SAZ721201R1043","TF42-10 Thermal Overload Relay",1221,null,"Kontrol","TR71"]
["1SAZ721201R1045","TF42-13 Thermal Overload Relay",1221,null,"Kontrol","TR71"]
["2CDD282101R0025","SD202/25",1229,null,"Din Rail","TR75"]
["1SCA022731R8150","OTS250G1L/3   ",1233,null,"Switch","TR79"]
["2CDS253001R0325","S 203-B 32",1233,null,"Din Rail","TR72"]
["2CSM204743R1801","E 93hN/32",1235,null,"Din Rail","TR75"]
["1SAJ691000R0001","UMCIO-CAB.030",1238,null,"Kontrol","TR71"]
["1SAJ692000R0001","IOIO-CAB.030",1238,null,"Kontrol","TR71"]
["2CDS253001R0065","S 203-B 6",1242,null,"Din Rail","TR72"]
["1SL1906A00","Opak kapak 18M MISTRAL65",1252,null,"Sigorta Kutusu","TR76"]
["1SL1907A00","Şeffaf kapak 18M MISTRAL65",1252,null,"Sigorta Kutusu","TR76"]
["1SEP619554R0001","Auxiliary switch NC kit",1255,null,"Switch","TR79"]
["1SEP619555R0001","Auxiliary switch NO kit",1255,null,"Switch","TR79"]
["1SCA104886R1001","OT25F4N2",1259,null,"Switch","TR79"]
["1SDA066873R1","KIT EF XT3 3pcs                         ",1259,null,"Tmax XT","TR70"]
["2CDS253001R0404","S 203-C 40",1260,null,"Din Rail","TR72"]
["1SAZ721201R1047","TF42-16 Thermal Overload Relay",1264,null,"Kontrol","TR71"]
["1SAZ721201R1049","TF42-20 Thermal Overload Relay",1264,null,"Kontrol","TR71"]
["1SAZ721201R1051","TF42-24 Thermal Overload Relay",1264,null,"Kontrol","TR71"]
["2CSM256913R1801","E92/32PVS",1272,null,"Din Rail","TR75"]
["1SDA066877R1","KIT EF XT4 3pcs                         ",1274,null,"Tmax XT","TR70"]
["1SBL137001R1110","AF09-30-10-11 24-60V50/60HZ 20-60VDC Contactor",1274,null,"Kontrol","TR71"]
["1SBL137001R1101","AF09-30-01-11 24-60V50/60HZ 20-60VDC Contactor",1274,null,"Kontrol","TR71"]
["1SBH137001R1122","NF22E-11 24-60V50/60HZ 20-60VDC Contactor Relay",1274,null,"Kontrol","TR71"]
["1SBH137001R1131","NF31E-11 24-60V50/60HZ 20-60VDC Contactor Relay",1274,null,"Kontrol","TR71"]
["1SBH137001R1140","NF40E-11 24-60V50/60HZ 20-60VDC Contactor Relay",1274,null,"Kontrol","TR71"]
["2TLA020056R0000","M12-C61 6m cable 5x0.34 M12 femal",1274,null,"Safety","TR71"]
["1SDA066411R1","CONNECT. PLUG-SOCK. SWITC. 9PIN XT1..XT4",1278,null,"Tmax XT","TR70"]
["1SL1101A00","MISTRAL65 opak kapak dağıtım kutusu 8M",1282,null,"Sigorta Kutusu","TR76"]
["1SL1201A00","MISTRAL65 şeffaf kapak dağıtım kutusu 8M",1282,null,"Sigorta Kutusu","TR76"]
["2CDS252001R0504","S 202-C 50",1287,null,"Din Rail","TR72"]
["2CDS253001R0405","S 203-B 40",1288,null,"Din Rail","TR72"]
["1SNA645049R1200","OBIC0100-48-60VUC Optocoupler R600",1289,null,"Kontrol","TR71"]
["1SBE121111R0611","ESB20-11N",1292,null,"Kontrol","TR71"]
["1SBE121111R0620","ESB20-20N",1292,null,"Kontrol","TR71"]
["1SBE121111R0602","ESB20-02N",1292,null,"Kontrol","TR71"]
["1SCA022381R1560","OHB125J12",1294,null,"Switch","TR79"]
["1SDA066668R1","HTC XT3 3p TERMINAL COVERS HIGH 2pcs    ",1294,null,"Tmax XT","TR70"]
["1SDA066660R1","LTC XT3 3p TERMINAL COVERS LOW 2pcs     ",1294,null,"Tmax XT","TR70"]
["2CDS213001R0404","SH 203-C 40",1295,null,"Din Rail","TR72"]
["2CDS272001R0324","S 202 M-C 32",1296,null,"Din Rail","TR72"]
["2CDL230002R1012","PS 3/12 FI",1306,null,"Din Rail","TR72"]
["2CDL240101R1012","PS 4/12",1306,null,"Din Rail","TR72"]
["2CDS213001R0405","SH 203-B 40",1310,null,"Din Rail","TR72"]
["2CDD282101R0032","SD202/32",1311,null,"Din Rail","TR75"]
["1SCA104928R1001-B","OT40F3HY5X6ST1",1317,null,"Switch","TR79"]
["1SCA104924R1001-B","OT40F3HS5X6ST1",1317,null,"Switch","TR79"]
["2CSS200923R0001","SN201-IH",1317,null,"Din Rail","TR72"]
["1SFA611813R1000","ENCLOSURE 3-POS#MEP3-0",1319,null,"Kontrol","TR71"]
["1SBL137201R1300","AF09-40-00-13 100-250V50/60HZ-DC Contactor",1321,null,"Kontrol","TR71"]
["2CSM213526R1801","E9F8PV",1328,null,"Din Rail","TR75"]
["2CSM213536R1801","E9F10PV",1328,null,"Din Rail","TR75"]
["2CSM213546R1801","E9F12PV",1328,null,"Din Rail","TR75"]
["2CSM213556R1801","E9F15PV",1328,null,"Din Rail","TR75"]
["2CSM213566R1801","E9F20PV",1328,null,"Din Rail","TR75"]
["2CSM213576R1801","E9F25PV",1328,null,"Din Rail","TR75"]
["2CSM213586R1801","E9F30PV",1328,null,"Din Rail","TR75"]
["1SBL157001R1110","AF12-30-10-11 24-60V50/60HZ 20-60VDC Contactor",1338,null,"Kontrol","TR71"]
["1SBL157001R1101","AF12-30-01-11 24-60V50/60HZ 20-60VDC Contactor",1338,null,"Kontrol","TR71"]
["2CCA703026R0001","E214-25-101",1342,null,"Din Rail","TR75"]
["1SDA066623R1","MOL-D XT1-XT3 >KEY LOCK RONIS SEV.      ",1353,null,"Tmax XT","TR70"]
["1SDA066629R1","MOL-D XT2-XT4 >KEY LOCK RONIS SEV.      ",1353,null,"Tmax XT","TR70"]
["1SLM004100A1931","Anahtarlı kilit MISTRAL41F",1354,null,"Sigorta Kutusu","TR76"]
["1SPE007715F5010","Şeffaf kapak için kilit takımı MISTRAL41W",1354,null,"Sigorta Kutusu","TR76"]
["2CDS272001R0024","S 202 M-C 2",1356,null,"Din Rail","TR72"]
["2CDS272001R0034","S 202 M-C 3",1356,null,"Din Rail","TR72"]
["2CDS272001R0044","S 202 M-C 4",1356,null,"Din Rail","TR72"]
["1SCA022627R6860","OFAF3H425",1358,null,"Switch","TR79"]
["1SCA022627R6940","OFAF3H450",1358,null,"Switch","TR79"]
["1SCA022627R7080","OFAF3H500",1358,null,"Switch","TR79"]
["1SCA022627R7160","OFAF3H630",1358,null,"Switch","TR79"]
["1SBV011311R1211","LS60M11B11",1361,null,"Kontrol","TR71"]
["2CDS634031R0504","3kA, 4P, C-Char., 50A",1362,null,"Basic M","TR72"]
["1SDA105012R1","PB 200mm 4pcs XT6 3p KIT PA.DI.PH.HI",1365,null,"Tmax XT","TR70"]
["1SDA066453R1","AUP-R 24 Vdc FP XT2-XT4  CON.WITHDR.SIG.",1372,null,"Tmax XT","TR70"]
["1SDA066451R1","AUP-I 24 Vdc FP XT1..XT4 4 CON.INSE.SIG.",1372,null,"Tmax XT","TR70"]
["1SDA066276R1","KIT P MP XT1 3p                         ",1372,null,"Tmax XT","TR70"]
["1SDA066937R1","KIT R XT1 3pcs                          ",1372,null,"Tmax XT","TR70"]
["1SL1923A00","Metal düz montaj plakaları 2x18M MISTRAL65",1373,null,"Sigorta Kutusu","TR76"]
["1SDA066945R1","KIT R XT3 3pcs                          ",1374,null,"Tmax XT","TR70"]
["1SDA105011R1","PB 100mm 6pcs XT6 4p KIT PA.DI.PH.HI",1374,null,"Tmax XT","TR70"]
["2CDS253001R0024","S 203-C 2",1374,null,"Din Rail","TR72"]
["2CDS253001R0034","S 203-C 3",1374,null,"Din Rail","TR72"]
["2CDS253001R0044","S 203-C 4",1374,null,"Din Rail","TR72"]
["1SDA066667R1","HTC XT2 4p TERMINAL COVERS HIGH 2pcs    ",1379,null,"Tmax XT","TR70"]
["1SDA066659R1","LTC XT2 4p TERMINAL COVERS LOW 2pcs     ",1379,null,"Tmax XT","TR70"]
["1SFA611811R1001","ENCLOSURE 1-POS#MEP1-1001",1381,null,"Kontrol","TR71"]
["1SFA611811R1002","ENCLOSURE 1-POS#MEP1-1002",1381,null,"Kontrol","TR71"]
["1SFA611811R1003","ENCLOSURE 1-POS#MEP1-1003",1381,null,"Kontrol","TR71"]
["1SFA611811R1004","ENCLOSURE 1-POS#MEP1-1004",1381,null,"Kontrol","TR71"]
["1SBN083411R1000","BER65-4 Connection Set for Reversing Contactors",1390,null,"Kontrol","TR71"]
["1SNA645022R2700","OBIC0100-115-230VUC Optocoupler R600",1390,null,"Kontrol","TR71"]
["1SDA073879R1","PB Sep. H=200mm 4pz E1.2-XT7-XT7M F 3P  ",1392,null,"Emax 2","TR70"]
["2CDS272001R0014","S 202 M-C 1",1400,null,"Din Rail","TR72"]
["1SBH137001R1344","NF44E-13 100-250V50/60HZ-DC Contactor Relay",1402,null,"Kontrol","TR71"]
["1SBH137001R1353","NF53E-13 100-250V50/60HZ-DC Contactor Relay",1402,null,"Kontrol","TR71"]
["1SBH137001R1362","NF62E-13 100-250V50/60HZ-DC Contactor Relay",1402,null,"Kontrol","TR71"]
["1SBH137001R1371","NF71E-13 100-250V50/60HZ-DC Contactor Relay",1402,null,"Kontrol","TR71"]
["1SBH137001R1380","NF80E-13 100-250V50/60HZ-DC Contactor Relay",1402,null,"Kontrol","TR71"]
["1SCA022381R2110","OHB145J12",1409,null,"Switch","TR79"]
["1SPE007717F0510","MISTRAL41W sıva üstü opak kapak dağıtım kutusu 24M",1409,null,"Sigorta Kutusu","TR76"]
["1SPE007717F0520","MISTRAL41W sıva üstü şeffaf kapak dağıtım kutusu 24M",1409,null,"Sigorta Kutusu","TR76"]
["2CDS253001R0014","S 203-C 1",1419,null,"Din Rail","TR72"]
["1SDA066278R1","KIT P MP XT2 3p                         ",1422,null,"Tmax XT","TR70"]
["2CDS272001R0404","S 202 M-C 40",1423,null,"Din Rail","TR72"]
["2CCA703900R0001","E219-3C",1423,null,"Din Rail","TR75"]
["2CCA703901R0001","E219-3D",1423,null,"Din Rail","TR75"]
["2CCA703902R0001","E219-3CDE",1423,null,"Din Rail","TR75"]
["1SCA104953R1001-B","OT40FT3HY3ST1",1424,null,"Switch","TR79"]
["1SL1908A00","Opak kapak 24M / 48M MISTRAL65",1428,null,"Sigorta Kutusu","TR76"]
["1SL1909A00","Şeffaf kapak 24M / 48M MISTRAL65",1428,null,"Sigorta Kutusu","TR76"]
["1SDA073803R1","PLC E2.2..E6.2 Padlocks in open D=4mm   ",1442,null,"Emax 2","TR70"]
["2CDS251001R0805","S 201-B 80",1442,null,"Din Rail","TR72"]
["2CDS634031R0634","3kA, 4P, C-Char., 63A",1448,null,"Basic M","TR72"]
["2CDS213103R0104","SH 203-C 10 NA",1449,null,"Din Rail","TR72"]
["2CDS213103R0164","SH 203-C 16 NA",1449,null,"Din Rail","TR72"]
["2CDS213103R0204","SH 203-C 20 NA",1449,null,"Din Rail","TR72"]
["2CDS213103R0254","SH 203-C 25 NA",1449,null,"Din Rail","TR72"]
["2CDS251001R0804","S 201-C 80",1449,null,"Din Rail","TR72"]
["2CDS381001R0104","S 301 P-C 10",1449,null,"Din Rail","TR72"]
["2CDS381001R0164","S 301 P-C 16",1449,null,"Din Rail","TR72"]
["2CDS381001R0204","S 301 P-C 20",1449,null,"Din Rail","TR72"]
["2CDS381001R0254","S 301 P-C 25",1449,null,"Din Rail","TR72"]
["2CCA704300R0001","E292-16-20",1452,null,"Din Rail","TR75"]
["2CCA704301R0001","E292-16-11",1452,null,"Din Rail","TR75"]
["2CCA704302R0001","E292-16-001",1452,null,"Din Rail","TR75"]
["1SCA104932R1001","OT40F4N2",1457,null,"Switch","TR79"]
["1SLM004100A1910","Opak kapak 36M MISTRAL41F - 3F",1465,null,"Sigorta Kutusu","TR76"]
["1SLM004100A1912","Opak kapak 36M / 72M MISTRAL41F - 2F",1465,null,"Sigorta Kutusu","TR76"]
["1SLM004100A1911","Şeffaf kapak 36M MISTRAL41F - 3F",1465,null,"Sigorta Kutusu","TR76"]
["1SLM004100A1913","Şeffaf kapak 36M / 72M MISTRAL41F - 2F",1465,null,"Sigorta Kutusu","TR76"]
["1SPE007717F9904","Opak kapak 36M MISTRAL41W – 3F",1465,null,"Sigorta Kutusu","TR76"]
["1SPE007717F9906","Opak kapak 36M / 72M MISTRAL41W – 2F",1465,null,"Sigorta Kutusu","TR76"]
["1SPE007717F9912","Şeffaf kapak 36M MISTRAL41W - 3F",1465,null,"Sigorta Kutusu","TR76"]
["1SPE007717F9914","Şeffaf kapak 36M / 72M MISTRAL41W – 2F",1465,null,"Sigorta Kutusu","TR76"]
["1SCA150194R1001","OXES250G1S/4",1482,null,"Switch","TR79"]
["2CSM277982R1801","E 91N/50",1484,null,"Din Rail","TR75"]
["2TLA020056R1000","M12-C101 10m cable 5x0.34 female",1489,null,"Safety","TR71"]
["1SBV011391R1211","LS60M91B11",1508,null,"Kontrol","TR71"]
["1SCA104948R1001-B","OT40FT3HS3ST1",1509,null,"Switch","TR79"]
["1SCA150198R1001","OXES800G1S/4",1509,null,"Switch","TR79"]
["1SDA066897R1","KIT ES XT3 3pcs                         ",1512,null,"Tmax XT","TR70"]
["1SBL137201R1100","AF09-40-00-11 24-60V50/60HZ 20-60VDC Contactor",1512,null,"Kontrol","TR71"]
["1SNA645051R0400","OBOC2000-24VDC Optocoupler R600",1516,null,"Kontrol","TR71"]
["1SDA066949R1","KIT R XT4 3pcs                          ",1522,null,"Tmax XT","TR70"]
["1SBL136001R2110","AF09Z-30-10-21 24-60V50/60HZ 20-60VDC Contactor",1523,null,"Kontrol","TR71"]
["1SBL136001R2101","AF09Z-30-01-21 24-60V50/60HZ 20-60VDC Contactor",1523,null,"Kontrol","TR71"]
["1SDA073878R1","PB Sep. H=100mm 6pz E1.2-XT7-XT7M F 4P  ",1528,null,"Emax 2","TR70"]
["1SBV011331R1211","LS60M31B11",1528,null,"Kontrol","TR71"]
["1SBL177001R1110","AF16-30-10-11 24-60V50/60HZ 20-60VDC Contactor",1533,null,"Kontrol","TR71"]
["1SBL177001R1101","AF16-30-01-11 24-60V50/60HZ 20-60VDC Contactor",1533,null,"Kontrol","TR71"]
["1SFA619600R6206","Compact Buzzer#CB1-620B",1540,null,"Kontrol","TR71"]
["1SFA619600R6236","Compact Buzzer#CB1-623B",1540,null,"Kontrol","TR71"]
["1SFA619600R6306","Compact Buzzer#CB1-630B",1540,null,"Kontrol","TR71"]
["1SFA619600R6336","Compact Buzzer#CB1-633B",1540,null,"Kontrol","TR71"]
["2CDS273001R0105","S 203 M-B 10",1541,null,"Din Rail","TR72"]
["2CDS273001R0165","S 203 M-B 16",1541,null,"Din Rail","TR72"]
["2CDS273001R0205","S 203 M-B 20",1541,null,"Din Rail","TR72"]
["2CDS273001R0255","S 203 M-B 25",1541,null,"Din Rail","TR72"]
["1SDA104791R1","AUX-C 1S51 250V AC/dC XT5 W ",1545,null,"Tmax XT","TR70"]
["1SDA104804R1","AUX-C 1S51 250V AC/dC XT6 W ",1545,null,"Tmax XT","TR70"]
["1SDA104734R1","KIT EF XT5 3pcs",1545,null,"Tmax XT","TR70"]
["1SAZ801901R1001","DB65 Single mounting kit for TF65",1553,null,"Kontrol","TR71"]
["2CSF202003R3250","FH202 AC-25/0.3",1553,null,"Din Rail","TR75"]
["1SEP600113R0002","XLP00-1P-2BC",1554,null,"Switch","TR79"]
["1SBL237001R1300","AF26-30-00-13 100-250V50/60HZ-DC Contactor",1554,null,"Kontrol","TR71"]
["2CCA704340R0001","E299-11",1554,null,"Din Rail","TR75"]
["2CDL240101R1612","PS 4/12/16",1554,null,"Din Rail","TR72"]
["2CDL240213R1012","PS 4/12 NA",1554,null,"Din Rail","TR72"]
["1SDA066412R1","CONNECT. PLUG-SOCK. SWITC.15PIN XT1..XT4",1562,null,"Tmax XT","TR70"]
["1SDA066587R1","RHEIP54 XT1..XT4 PROTECT. IP54 ROT.HANDL",1568,null,"Tmax XT","TR70"]
["1SDA104818R1","AUP-R XT5-XT6 P/W 1 Rack.-out cont. 24V",1580,null,"Tmax XT","TR70"]
["1SDA104816R1","AUP-I XT5-XT6 P/W 3 Rack-in contacts 24V",1580,null,"Tmax XT","TR70"]
["1SAE231111R0622","ESB25-22N-06 Installation Contactor",1580,null,"Kontrol","TR71"]
["1SAE231111R0631","ESB25-31N-06 Installation Contactor",1580,null,"Kontrol","TR71"]
["1SAE231111R0640","ESB25-40N-06 Installation Contactor",1580,null,"Kontrol","TR71"]
["1SAE231111R0604","ESB25-04N-06 Installation Contactor",1580,null,"Kontrol","TR71"]
["2CSF202004R1250","FH202 AC-25/0.03",1581,null,"Din Rail","TR75"]
["1SCA022767R6910","OTZC13",1587,null,"Switch","TR79"]
["2CDS252001R0634","S 202-C 63",1587,null,"Din Rail","TR72"]
["1SDA066670R1","HTC XT4 3p TERMINAL COVERS HIGH 2pcs    ",1590,null,"Tmax XT","TR70"]
["1SDA066662R1","LTC XT4 3p TERMINAL COVERS LOW 2pcs     ",1590,null,"Tmax XT","TR70"]
["1SDA062164R1","LEFT SLIDING CONTAC.MP C.BR.T7-T7M-X1   ",1590,null,"Tmax","TR70"]
["1SDA062165R1","CENTRAL SLIDING CONTAC.MP C.BR.T7-T7M-X1",1590,null,"Tmax","TR70"]
["1SDA062166R1","RIGHT SLIDING CONTAC.MP C.BR.T7-T7M-X1  ",1590,null,"Tmax","TR70"]
["1SAZ721201R1052","TF42-29 Thermal Overload Relay",1602,null,"Kontrol","TR71"]
["1SAZ721201R1053","TF42-35 Thermal Overload Relay",1602,null,"Kontrol","TR71"]
["1SAM250000R1003","MS116-0.4 Manual Motor Starter",1602,null,"Kontrol","TR71"]
["1SAM250000R1004","MS116-0.63 Manual Motor Starter",1602,null,"Kontrol","TR71"]
["1SAM250000R1005","MS116-1.0 Manual Motor Starter",1602,null,"Kontrol","TR71"]
["1SAM250000R1006","MS116-1.6 Manual Motor Starter",1602,null,"Kontrol","TR71"]
["1SAM250000R1007","MS116-2.5 Manual Motor Starter",1602,null,"Kontrol","TR71"]
["1SAM250000R1008","MS116-4.0 Manual Motor Starter",1602,null,"Kontrol","TR71"]
["1SAM250000R1009","MS116-6.3 Manual Motor Starter",1602,null,"Kontrol","TR71"]
["2CDS213103R0324","SH 203-C 32 NA",1611,null,"Din Rail","TR72"]
["1SCA022736R8840","OTS400G1L/3",1615,null,"Switch","TR79"]
["1SDA066475R1","RHD XT1-XT3 F/P STAND. DIRECT           ",1618,null,"Tmax XT","TR70"]
["1SBL156001R2110","AF12Z-30-10-21 24-60V50/60HZ 20-60VDC Contactor",1620,null,"Kontrol","TR71"]
["1SBL156001R2101","AF12Z-30-01-21 24-60V50/60HZ 20-60VDC Contactor",1620,null,"Kontrol","TR71"]
["2CDS271061R0104","S 201 M-C 10UC",1623,null,"Din Rail","TR72"]
["2CDS271061R0134","S 201 M-C 13UC",1623,null,"Din Rail","TR72"]
["2CDS271061R0164","S 201 M-C 16UC",1623,null,"Din Rail","TR72"]
["2CDS271061R0204","S 201 M-C 20UC",1623,null,"Din Rail","TR72"]
["1SBV030180R1411","LS31P80D11-S",1627,null,"Kontrol","TR71"]
["1SBV030180R1302","LS31P80L02-S",1627,null,"Kontrol","TR71"]
["2CDS254001R0104","S 204-C 10",1627,null,"Din Rail","TR72"]
["2CDS254001R0164","S 204-C 16",1627,null,"Din Rail","TR72"]
["2CDS254001R0204","S 204-C 20",1627,null,"Din Rail","TR72"]
["2CDS254001R0254","S 204-C 25",1627,null,"Din Rail","TR72"]
["2TLA020056R6400","M12-C00634 60mm cable 8x0,34 female+male",1628,null,"Safety","TR71"]
["2CDS381001R0324","S 301 P-C 32",1630,null,"Din Rail","TR72"]
["1SBH136001R2122","NFZ22E-21 24-60V50/60HZ 20-60VDC Contactor Relay",1634,null,"Kontrol","TR71"]
["1SBH136001R2131","NFZ31E-21 24-60V50/60HZ 20-60VDC Contactor Relay",1634,null,"Kontrol","TR71"]
["1SBH136001R2140","NFZ40E-21 24-60V50/60HZ 20-60VDC Contactor Relay",1634,null,"Kontrol","TR71"]
["1SBV011911R1211","LS32M11B11",1641,null,"Kontrol","TR71"]
["1SDA066639R1","MIR-P x XT1 F                           ",1642,null,"Tmax XT","TR70"]
["1SDA066640R1","MIR-P x XT1 P                           ",1642,null,"Tmax XT","TR70"]
["1SDA066641R1","MIR-P x XT2 F                           ",1642,null,"Tmax XT","TR70"]
["1SDA066642R1","MIR-P x XT2 P/W                         ",1642,null,"Tmax XT","TR70"]
["1SDA066643R1","MIR-P x XT3 F                           ",1642,null,"Tmax XT","TR70"]
["1SDA066644R1","MIR-P x XT3 P                           ",1642,null,"Tmax XT","TR70"]
["1SDA066645R1","MIR-P x XT4 F                           ",1642,null,"Tmax XT","TR70"]
["1SDA066646R1","MIR-P x XT4 P/W                         ",1642,null,"Tmax XT","TR70"]
["2TAZ312000R2013","E290-16-11/230",1647,null,"Din Rail","TR75"]
["1SNA645054R0700","OBOC2000-115VUC Optocoupler R600",1652,null,"Kontrol","TR71"]
["2CCG000243R0001","INS105",1655,null,"Din Rail","TR75"]
["1SDA066179R1","FLD A3 F/P                              ",1656,null,"Formula","TR70"]
["2CDS273001R0064","S 203 M-C 6",1659,null,"Din Rail","TR72"]
["2CDS273001R0104","S 203 M-C 10",1659,null,"Din Rail","TR72"]
["2CDS273001R0164","S 203 M-C 16",1659,null,"Din Rail","TR72"]
["2CDS273001R0204","S 203 M-C 20",1659,null,"Din Rail","TR72"]
["2CDS273001R0254","S 203 M-C 25",1659,null,"Din Rail","TR72"]
["2CSF202004R1400","FH202 AC-40/0.03",1659,null,"Din Rail","TR75"]
["2CSF202003R3400","FH202 AC-40/0.3",1659,null,"Din Rail","TR75"]
["2CDS254001R0064","S 204-C 6",1664,null,"Din Rail","TR72"]
["1SDA107475R1","LTC low terminal covers XT7/XT7 M F 3p 2pcs",1666,null,"Tmax XT","TR70"]
["1SDA105022R1","LTC XT7/XT7M 3p 2pcs W",1666,null,"Tmax XT","TR70"]
["1SBN083406R1000","BEA65-4 Connecting Link with Manual Motor Starter",1666,null,"Kontrol","TR71"]
["1SBL177201R1300","AF16-40-00-13 100-250V50/60HZ-DC Contactor",1668,null,"Kontrol","TR71"]
["2TLA020056R1200","M12-C102 10m cable 5x0.34 male",1673,null,"Safety","TR71"]
["1SDA066669R1","HTC XT3 4p TERMINAL COVERS HIGH 2pcs    ",1674,null,"Tmax XT","TR70"]
["1SDA066661R1","LTC XT3 4p TERMINAL COVERS LOW 2pcs     ",1674,null,"Tmax XT","TR70"]
["1SFA611812R1001","ENCLOSURE 2-POS#MEP2-1001",1678,null,"Kontrol","TR71"]
["2CDS253001R0504","S 203-C 50",1680,null,"Din Rail","TR72"]
["1SNA645026R2300","OBOC2000-230VUC Optocoupler R600",1681,null,"Kontrol","TR71"]
["2CDS251001R0825","S 201-B 100",1682,null,"Din Rail","TR72"]
["2CDS254001R0324","S 204-C 32",1682,null,"Din Rail","TR72"]
["2CDS251001R0824","S 201-C 100",1688,null,"Din Rail","TR72"]
["1SAM250000R1001","MS116-0.16 Manual Motor Starter",1692,null,"Kontrol","TR71"]
["1SAM250000R1002","MS116-0.25 Manual Motor Starter",1692,null,"Kontrol","TR71"]
["2CDS273001R0324","S 203 M-C 32",1692,null,"Din Rail","TR72"]
["2CDS213103R0064","SH 203-C 6 NA",1694,null,"Din Rail","TR72"]
["1SAX201910R0001","DB45EF Single Mounting Kit for EF45",1701,null,"Kontrol","TR71"]
["1SDA054921R1","AUP-R T4-T5-T6 24 Vdc CON.WITHDRAW.SIGN.",1703,null,"Tmax","TR70"]
["1SDA054920R1","AUP-I T4-T5-T6 24 Vdc CON.INSERTED SIGN.",1703,null,"Tmax","TR70"]
["1SBN082713R2000","BEY38-4 Connection Set for Star-Delta Starter",1703,null,"Kontrol","TR71"]
["2CDS381001R0024","S 301 P-C 2",1705,null,"Din Rail","TR72"]
["2CDS381001R0034","S 301 P-C 3",1705,null,"Din Rail","TR72"]
["2CDS381001R0044","S 301 P-C 4",1705,null,"Din Rail","TR72"]
["2CDS381001R0064","S 301 P-C 6",1705,null,"Din Rail","TR72"]
["2CDS273001R0325","S 203 M-B 32",1710,null,"Din Rail","TR72"]
["2TLA020056R5000","M12-C134 1m cable 8x0.34 female+male",1716,null,"Safety","TR71"]
["1SDA066635R1","FLD XT2-XT4 F/P                         ",1721,null,"Tmax XT","TR70"]
["1SDA066636R1","FLD XT2-XT4 W                           ",1721,null,"Tmax XT","TR70"]
["1SDA104871R1","FLD - XT5 F/P",1721,null,"Tmax XT","TR70"]
["1SDA104872R1","FLD - XT5 W",1721,null,"Tmax XT","TR70"]
["1SAM250000R1010","MS116-10 Manual Motor Starter",1721,null,"Kontrol","TR71"]
["2CCA703046R0001","E213-25-002",1731,null,"Din Rail","TR75"]
["1SDA066277R1","KIT P MP XT1 4p                         ",1735,null,"Tmax XT","TR70"]
["2CDS271061R0044","S 201 M-C 4UC",1738,null,"Din Rail","TR72"]
["2CDS271061R0064","S 201 M-C 6UC",1738,null,"Din Rail","TR72"]
["2CDS271061R0084","S 201 M-C 8UC",1738,null,"Din Rail","TR72"]
["2CDS271061R0254","S 201 M-C 25UC",1740,null,"Din Rail","TR72"]
["2CDL220001R1058","PS 2/58",1740,null,"Din Rail","TR72"]
["2TLA020056R2900","M12-C33 3m cable 8x0.34 female",1743,null,"Safety","TR71"]
["2CDS213001R0504","SH 203-C 50",1745,null,"Din Rail","TR72"]
["1SDA066477R1","RHD_EM XT1-XT3 F/P EMER. DIRECT         ",1747,null,"Tmax XT","TR70"]
["1SDA105092R1","MOL-D XT5-XT6 KE.LO. RONIS SEV.1228xMOE",1750,null,"Tmax XT","TR70"]
["1SDA066279R1","KIT P MP XT2 4p                         ",1750,null,"Tmax XT","TR70"]
["1SAM250000R1012","MS116-12 Manual Motor Starter",1750,null,"Kontrol","TR71"]
["1SAM360000R1001","MO132-0.16 Manual Motor Starter",1750,null,"Kontrol","TR71"]
["1SAM360000R1002","MO132-0.25 Manual Motor Starter",1750,null,"Kontrol","TR71"]
["1SAM360000R1003","MO132-0.4 Manual Motor Starter",1750,null,"Kontrol","TR71"]
["1SAM360000R1004","MO132-0.63 Manual Motor Starter",1750,null,"Kontrol","TR71"]
["1SAM360000R1005","MO132-1.0 Manual Motor Starter",1750,null,"Kontrol","TR71"]
["1SAM360000R1006","MO132-1.6 Manual Motor Starter",1750,null,"Kontrol","TR71"]
["1SAM360000R1007","MO132-2.5 Manual Motor Starter",1750,null,"Kontrol","TR71"]
["1SAM360000R1008","MO132-4.0 Manual Motor Starter",1750,null,"Kontrol","TR71"]
["1SAM360000R1009","MO132-6.3 Manual Motor Starter",1750,null,"Kontrol","TR71"]
["2CDS273001R0404","S 203 M-C 40",1754,null,"Din Rail","TR72"]
["1SCA105332R1001","OT63F3",1783,null,"Switch","TR79"]
["2CDS271061R0324","S 201 M-C 32UC",1786,null,"Din Rail","TR72"]
["1SDA105020R1","LTC XT6 3p TERMINAL COVERS LOW 2pcs",1789,null,"Tmax XT","TR70"]
["1SCA105363R1001-B","OT63F3HY5X6ST2",1792,null,"Switch","TR79"]
["1SCA105356R1001-B","OT63F3HS5X6ST2",1792,null,"Switch","TR79"]
["1SNA645053R0600","OBOC2000-48-60VUC Optocoupler R600",1803,null,"Kontrol","TR71"]
["1SDA074258R1","RATING PLUG 100 E1.2..E2.2 INST         ",1805,null,"Emax 2","TR70"]
["1SDA074259R1","RATING PLUG 200 E1.2..E2.2 INST         ",1805,null,"Emax 2","TR70"]
["1SDA074260R1","RATING PLUG 250 E1.2..E2.2 INST         ",1805,null,"Emax 2","TR70"]
["1SDA074261R1","RATING PLUG 400 E1.2..E6.2 INST         ",1805,null,"Emax 2","TR70"]
["1SDA074262R1","RATING PLUG 630 E1.2..E6.2 INST         ",1805,null,"Emax 2","TR70"]
["1SDA074263R1","RATING PLUG 800 E1.2..E6.2 INST         ",1805,null,"Emax 2","TR70"]
["1SDA074264R1","RATING PLUG 1000 E1.2..E6.2 INST        ",1805,null,"Emax 2","TR70"]
["1SDA074265R1","RATING PLUG 1250 E1.2..E6.2 INST        ",1805,null,"Emax 2","TR70"]
["1SDA074266R1","RATING PLUG 1600 E2.2..E6.2 INST        ",1805,null,"Emax 2","TR70"]
["1SDA074267R1","RATING PLUG 2000 E2.2..E6.2 INST        ",1805,null,"Emax 2","TR70"]
["1SDA074268R1","RATING PLUG 2500 E4.2..E6.2 INST        ",1805,null,"Emax 2","TR70"]
["1SDA074269R1","RATING PLUG 3200 E4.2..E6.2 INST        ",1805,null,"Emax 2","TR70"]
["1SDA074270R1","RATING PLUG 4000 E6.2 INST              ",1805,null,"Emax 2","TR70"]
["1SDA074271R1","RATING PLUG 5000 E6.2 INST              ",1805,null,"Emax 2","TR70"]
["1SDA112839R1","Rating Plug 6300 Ekip UP INST           ",1805,null,"Emax 2","TR70"]
["2CDS381001R0014","S 301 P-C 1",1807,null,"Din Rail","TR72"]
["2CDS273001R0065","S 203 M-B 6",1813,null,"Din Rail","TR72"]
["2CCS800900R0011","S800-AUX",1813,null,"Din Rail","TR72"]
["1SFA611410R1056","POTENTIOMETER#MT-105B#5 Kohm",1818,null,"Kontrol","TR71"]
["2CDS253001R0505","S 203-B 50",1818,null,"Din Rail","TR72"]
["1SBL176001R2110","AF16Z-30-10-21 24-60V50/60HZ 20-60VDC Contactor",1821,null,"Kontrol","TR71"]
["1SBL176001R2101","AF16Z-30-01-21 24-60V50/60HZ 20-60VDC Contactor",1821,null,"Kontrol","TR71"]
["2CDS272001R0504","S 202 M-C 50",1825,null,"Din Rail","TR72"]
["2CDS254001R0024","S 204-C 2",1828,null,"Din Rail","TR72"]
["2CDS254001R0034","S 204-C 3",1828,null,"Din Rail","TR72"]
["2CDS254001R0044","S 204-C 4",1828,null,"Din Rail","TR72"]
["2CDS271061R0024","S 201 M-C 2UC",1830,null,"Din Rail","TR72"]
["2CDS271061R0034","S 201 M-C 3UC",1830,null,"Din Rail","TR72"]
["1SAM350000R1003","MS132-0.4 Manual Motor Starter",1835,null,"Kontrol","TR71"]
["1SAM350000R1004","MS132-0.63 Manual Motor Starter",1835,null,"Kontrol","TR71"]
["1SAM350000R1005","MS132-1.0 Manual Motor Starter",1835,null,"Kontrol","TR71"]
["1SAM350000R1006","MS132-1.6 Manual Motor Starter",1835,null,"Kontrol","TR71"]
["1SAM350000R1007","MS132-2.5 Manual Motor Starter",1835,null,"Kontrol","TR71"]
["1SAM350000R1008","MS132-4.0 Manual Motor Starter",1835,null,"Kontrol","TR71"]
["1SAM350000R1009","MS132-6.3 Manual Motor Starter",1835,null,"Kontrol","TR71"]
["2CDS271061R0014","S 201 M-C 1UC",1836,null,"Din Rail","TR72"]
["2CDS271061R0974","S 201 M-C 1,6UC",1836,null,"Din Rail","TR72"]
["1SLM004100A1106","MISTRAL41F sıva altı opak kapak dağıtım kutusu 36M 2F",1841,null,"Sigorta Kutusu","TR76"]
["1SLM004100A1206","MISTRAL41F sıva altı şeffaf kapak dağıtım kutusu 36M 2F",1841,null,"Sigorta Kutusu","TR76"]
["1SLM004100A1107","MISTRAL41F sıva altı opak kapak dağıtım kutusu 36M 3F",1841,null,"Sigorta Kutusu","TR76"]
["1SLM004100A1207","MISTRAL41F sıva altı şeffaf kapak dağıtım kutusu 36M 3F",1841,null,"Sigorta Kutusu","TR76"]
["1SPE007717F0910","MISTRAL41W sıva üstü opak kapak dağıtım kutusu 36M 2F",1841,null,"Sigorta Kutusu","TR76"]
["1SPE007717F0920","MISTRAL41W sıva üstü şeffaf kapak dağıtım kutusu 36M 2F",1841,null,"Sigorta Kutusu","TR76"]
["1SPE007717F0610","MISTRAL41W sıva üstü opak kapak dağıtım kutusu 36M 3F",1841,null,"Sigorta Kutusu","TR76"]
["1SPE007717F0620","MISTRAL41W sıva üstü şeffaf kapak dağıtım kutusu 36M 3F",1841,null,"Sigorta Kutusu","TR76"]
["1SBV030177R1302","LS31P77L02-S",1848,null,"Kontrol","TR71"]
["2CDS213001R0505","SH 203-B 50",1852,null,"Din Rail","TR72"]
["1SFA611410R1106","POTENTIOMETER#MT-110B#10 Kohm",1853,null,"Kontrol","TR71"]
["1SDA105122R1","MIR-P x XT5 F",1854,null,"Tmax XT","TR70"]
["1SDA105123R1","MIR-P x XT5 P/W 400A FP",1854,null,"Tmax XT","TR70"]
["1SDA105124R1","MIR-P x XT5 P/W 630A FP",1854,null,"Tmax XT","TR70"]
["2CDS213103R0404","SH 203-C 40 NA",1857,null,"Din Rail","TR72"]
["1SDA054944R1","FLD T4-T5 F/P                           ",1859,null,"Tmax","TR70"]
["1SDA054945R1","FLD T4-T5 W                             ",1859,null,"Tmax","TR70"]
["2CDS381001R0404","S 301 P-C 40",1861,null,"Din Rail","TR72"]
["2CDS200909R0001","S2C-A1",1863,null,"Din Rail","TR72"]
["2CDS200909R0002","S2C-A2",1863,null,"Din Rail","TR72"]
["1SDA105025R1","HTC XT5 3p",1869,null,"Tmax XT","TR70"]
["1SBV011341R1211","LS60M41B11",1869,null,"Kontrol","TR71"]
["2CDS254001R0404","S 204-C 40",1874,null,"Din Rail","TR72"]
["2CDS253001R0634","S 203-C 63",1875,null,"Din Rail","TR72"]
["1SFA611701R6006","MODULAR JOYSTICK #MJS1-60B",1880,null,"Kontrol","TR71"]
["1SFA611702R6006","MODULAR JOYSTICK #MJS2-60B",1880,null,"Kontrol","TR71"]
["1SBV011941R1211","LS32M41B11",1889,null,"Kontrol","TR71"]
["1SDA054910R1","AUX-C T4-T5-T6 1Q 1SY 250 Vac/dc        ",1894,null,"Tmax","TR70"]
["1SDA066431R1","AUX-C 1Q+1SY 250Vac/dc XT1...XT6 F/P    ",1894,null,"Tmax XT","TR70"]
["1SDA066432R1","AUX-C 1Q+1SY 250Vac/dc XT2-XT4 W        ",1894,null,"Tmax XT","TR70"]
["1SDA105018R1","LTC XT5 3p TERMINAL COVERS LOW 2pcs",1894,null,"Tmax XT","TR70"]
["1SDA054904R1","MOL-D T4-T5 >KEY LOCK SEV.              ",1894,null,"Tmax","TR70"]
["1SDA060611R1","MOL-D T6 >KEY LOCK SEV.                 ",1894,null,"Tmax","TR70"]
["2TAZ322000R2011","E290-32-10/230",1894,null,"Din Rail","TR75"]
["1SDA112860R1","Rating Plug 100 L OFF E1.2..E2.2 ed.2   ",1898,null,"Emax 2","TR70"]
["1SDA112861R1","Rating Plug 200 L OFF E1.2..E2.2 ed.2   ",1898,null,"Emax 2","TR70"]
["1SDA112862R1","Rating Plug 250 L OFF E1.2..E2.2 ed.2   ",1898,null,"Emax 2","TR70"]
["1SDA112863R1","Rating Plug 400 L OFF E1.2..E6.2 ed.2   ",1898,null,"Emax 2","TR70"]
["1SDA112865R1","Rating Plug 630 L OFF E1.2..E6.2 ed.2   ",1898,null,"Emax 2","TR70"]
["1SDA112866R1","Rating Plug 800 L OFF E1.2..E6.2 ed.2   ",1898,null,"Emax 2","TR70"]
["1SDA112867R1","Rating Plug 1000 L OFF E1.2..E6.2 ed.2  ",1898,null,"Emax 2","TR70"]
["1SDA112869R1","Rating Plug 1250 L OFF E1.2..E6.2 ed.2  ",1898,null,"Emax 2","TR70"]
["1SDA112870R1","Rating Plug 1600 L OFF E1.2..E6.2 ed.2  ",1898,null,"Emax 2","TR70"]
["1SDA112871R1","Rating Plug 2000 L OFF E2.2..E6.2 ed.2  ",1898,null,"Emax 2","TR70"]
["1SDA112872R1","Rating Plug 2500 L OFF E2.2..E6.2 ed.2  ",1898,null,"Emax 2","TR70"]
["1SDA112873R1","Rating Plug 3200 L OFF E4.2..E6.2 ed.2  ",1898,null,"Emax 2","TR70"]
["1SDA112875R1","Rating Plug 4000 L OFF E4.2..E6.2 ed.2  ",1898,null,"Emax 2","TR70"]
["1SDA112876R1","Rating Plug 5000 L OFF E6.2 ed.2        ",1898,null,"Emax 2","TR70"]
["1SDA112878R1","Rating Plug 6300 L OFF E6.2 ed.2        ",1898,null,"Emax 2","TR70"]
["2CDS213001R0634","SH 203-C 63",1898,null,"Din Rail","TR72"]
["2CDD283101R0025","SD203/25",1905,null,"Din Rail","TR75"]
["1SFA611410R2056","POTENTIOMETER#MT-205B#5 Kohm",1906,null,"Kontrol","TR71"]
["1SFA611410R3056","POTENTIOMETER#MT-305B#5 Kohm",1906,null,"Kontrol","TR71"]
["1SFA611410R2106","POTENTIOMETER#MT-210B#10 Kohm",1906,null,"Kontrol","TR71"]
["1SFA611410R3106","POTENTIOMETER#MT-310B#10 Kohm",1906,null,"Kontrol","TR71"]
["2CTB803876R1000","OVR T2 40-275 C QS",1906,null,"Din Rail","TR72"]
["1SDA069053R1","RHD XT2-XT4 F/P STAND. DIRECT           ",1914,null,"Tmax XT","TR70"]
["1SDA066476R1","RHD XT2-XT4 W STAND. DIRECT             ",1914,null,"Tmax XT","TR70"]
["1SBL177201R1100","AF16-40-00-11 24-60V50/60HZ 20-60VDC Contactor",1914,null,"Kontrol","TR71"]
["2TLA020056R3000","M12-C63 6m cable 8x0.34 female",1916,null,"Safety","TR71"]
["1SDA066455R1","AUE 2 CONTACTS IN CH x RHx XT2-XT4 W    ",1917,null,"Tmax XT","TR70"]
["1SDA067119R1","AUE 2 CONTACTS OPEN x RHx XT2-XT4 W     ",1917,null,"Tmax XT","TR70"]
["1SDA066454R1","AUE 2 CONTACTS IN CH x RHx XT1..XT4 F/P ",1917,null,"Tmax XT","TR70"]
["1SDA067118R1","AUE 2 CONTACTS OPEN x RHx XT1...XT4 F/P ",1917,null,"Tmax XT","TR70"]
["1SDA066901R1","KIT ES XT4 3pcs                         ",1917,null,"Tmax XT","TR70"]
["2CDS254001R0014","S 204-C 1",1922,null,"Din Rail","TR72"]
["1SCA150192R1001","OXES250G1L/4",1927,null,"Switch","TR79"]
["1SAM350000R1001","MS132-0.16 Manual Motor Starter",1934,null,"Kontrol","TR71"]
["1SAM350000R1002","MS132-0.25 Manual Motor Starter",1934,null,"Kontrol","TR71"]
["2CCS800900R0021","S800-AUX/ALT",1940,null,"Din Rail","TR72"]
["1SBL237001R1100","AF26-30-00-11 24-60V50/60HZ 20-60VDC Contactor",1944,null,"Kontrol","TR71"]
["1SAM250000R1011","MS116-16 Manual Motor Starter",1944,null,"Kontrol","TR71"]
["1SBV011912R1211","LS32M12B11",1949,null,"Kontrol","TR71"]
["1SAZ721201R1055","TF42-38 Thermal Overload Relay",1958,null,"Kontrol","TR71"]
["1SFA611814R1000","ENCLOSURE 4-POS#MEP4-0",1960,null,"Kontrol","TR71"]
["1SDA069054R1","RHD_EM XT2-XT4 F/P EMER. DIRECT         ",1964,null,"Tmax XT","TR70"]
["1SDA066478R1","RHD_EM XT2-XT4 W EMER. DIRECT           ",1964,null,"Tmax XT","TR70"]
["1SDA066149R1","AUX-C 1Q+1SY 250 Va.c./d.c. A1-A2 3p-4p ",1968,null,"Formula","TR70"]
["2CDS273001R0405","S 203 M-B 40",1968,null,"Din Rail","TR72"]
["2CDS271061R0984","S 201 M-C 0,5UC",1968,null,"Din Rail","TR72"]
["1SVR508150R0000","CT-EBC.12 Time relay, Flasher",1969,null,"Kontrol","TR71"]
["1SAM360000R1010","MO132-10 Manual Motor Starter",1977,null,"Kontrol","TR71"]
["2CSS200999R0001","S2C-EST",1982,null,"Din Rail","TR72"]
["1SVR508100R0000","CT-ERC.12 Time relay, ON-delay",1988,null,"Kontrol","TR71"]
["1SDA104735R1","KIT EF XT5 4pcs",1990,null,"Tmax XT","TR70"]
["2CDE110000R0501","E 232-230",1993,null,"Din Rail","TR75"]
["2CDS273001R0024","S 203 M-C 2",2001,null,"Din Rail","TR72"]
["2CDS273001R0034","S 203 M-C 3",2001,null,"Din Rail","TR72"]
["2CDS273001R0044","S 203 M-C 4",2001,null,"Din Rail","TR72"]
["2CSM277572R1801","E 91/125",2005,null,"Din Rail","TR75"]
["1SAM350000R1010","MS132-10 Manual Motor Starter",2012,null,"Kontrol","TR71"]
["2CDS213001R0635","SH 203-B 63",2014,null,"Din Rail","TR72"]
["1SDA066413R1","CONNECT. PLUG-SOCK. MP 12PIN  XT2-XT4   ",2017,null,"Tmax XT","TR70"]
["1SDA066414R1","CONNECT. PLUG-SOCK. FP 12PIN  XT2-XT4   ",2017,null,"Tmax XT","TR70"]
["1SDA054960R1","HTC T5 3p TERMINAL COVERS HIGH 2pcs     ",2017,null,"Tmax","TR70"]
["2TLA020046R0900","Eva Unique code",2030,null,"Safety","TR71"]
["1SL1102A00","MISTRAL65 opak kapak dağıtım kutusu 12M",2037,null,"Sigorta Kutusu","TR76"]
["1SL1202A00","MISTRAL65 şeffaf kapak dağıtım kutusu 12M",2037,null,"Sigorta Kutusu","TR76"]
["2CDS253001R0635","S 203-B 63",2039,null,"Din Rail","TR72"]
["1SDA054913R1","AUX-C T4-T5-T6 2Q 400 Vac               ",2041,null,"Tmax","TR70"]
["1SDA062104R1","AUX T7 1Q + 1SY 400Va.c.                ",2041,null,"Tmax","TR70"]
["1SCA105798R1001","OT80F3",2047,null,"Switch","TR79"]
["1SDA055050R1","AUX-SA T4-T5 1S51 NO FOR PR221-222-222MP",2055,null,"Tmax","TR70"]
["2CDD283101R0032","SD203/32",2057,null,"Din Rail","TR75"]
["1SDA066671R1","HTC XT4 4p TERMINAL COVERS HIGH 2pcs    ",2062,null,"Tmax XT","TR70"]
["1SDA066663R1","LTC XT4 4p TERMINAL COVERS LOW 2pcs     ",2062,null,"Tmax XT","TR70"]
["1SDA104826R1","RHD XT5 F/P STAND. DIRECT",2065,null,"Tmax XT","TR70"]
["1SCA150196R1001","OXES800G1L/4",2078,null,"Switch","TR79"]
["2CDS273001R0014","S 203 M-C 1",2080,null,"Din Rail","TR72"]
["2CSF202003R3630","FH202 AC-63/0.3",2084,null,"Din Rail","TR75"]
["2CSF204003R3250","FH204 AC-25/0.3",2084,null,"Din Rail","TR75"]
["2CSF202102R1250","FH202 A-25/0.03",2089,null,"Din Rail","TR75"]
["1SFA611707R6006","MODULAR JOYSTICK #MJS7-60B",2106,null,"Kontrol","TR71"]
["1SFA611708R6006","MODULAR JOYSTICK #MJS8-60B",2106,null,"Kontrol","TR71"]
["1SDA066890R1","KIT ES XT1 4pcs                         ",2113,null,"Tmax XT","TR70"]
["2CDS271061R0404","S 201 M-C 40UC",2113,null,"Din Rail","TR72"]
["1SCA105391R1001-B","OT63FT3HY7ST2",2121,null,"Switch","TR79"]
["2CSM222471R1000","AD1NO-15m",2123,null,"Din Rail","TR75"]
["2CDL220001R1658","PS 2/58/16",2123,null,"Din Rail","TR72"]
["1SDA066150R1","AUX-C 2Q+1SY 250 Va.c/d.c. A1-A2 3p-4p  ",2127,null,"Formula","TR70"]
["2TAZ312000R2041","E290-16-10/24",2131,null,"Din Rail","TR75"]
["1SDA066280R1","KIT P MP XT3 3p                         ",2136,null,"Tmax XT","TR70"]
["1SDA105029R1","HTC - XT7/XT7M 3p 2pcs",2137,null,"Tmax XT","TR70"]
["1SCA022767R7040","OTZC14",2150,null,"Switch","TR79"]
["1SDA066429R1","AUX-SA-C 1S51 250Vac/dc XT2-XT4...XT6F/P",2150,null,"Tmax XT","TR70"]
["1SDA066430R1","AUX-SA-C 1S51 250Vac/dc  XT2-XT4 W      ",2150,null,"Tmax XT","TR70"]
["1SBV011951R1211","LS32M51B11",2155,null,"Kontrol","TR71"]
["1SBH137001R1144","NF44E-11 24-60V50/60HZ 20-60VDC Contactor Relay",2156,null,"Kontrol","TR71"]
["1SBH137001R1153","NF53E-11 24-60V50/60HZ 20-60VDC Contactor Relay",2156,null,"Kontrol","TR71"]
["1SBH137001R1162","NF62E-11 24-60V50/60HZ 20-60VDC Contactor Relay",2156,null,"Kontrol","TR71"]
["1SBH137001R1171","NF71E-11 24-60V50/60HZ 20-60VDC Contactor Relay",2156,null,"Kontrol","TR71"]
["1SBH137001R1180","NF80E-11 24-60V50/60HZ 20-60VDC Contactor Relay",2156,null,"Kontrol","TR71"]
["1SBV011111R1211","LS40M11B11",2165,null,"Kontrol","TR71"]
["1SFA611813R1004","ENCLOSURE 3-POS#MEP3-1004",2170,null,"Kontrol","TR71"]
["1SAZ811201R1001","TF65-28 Thermal Overload Relay",2178,null,"Kontrol","TR71"]
["2CSF204003R3400","FH204 AC-40/0.3",2183,null,"Din Rail","TR75"]
["1SAM250000R1013","MS116-20 Manual Motor Starter",2184,null,"Kontrol","TR71"]
["1SDA066282R1","KIT P MP XT4 3p                         ",2185,null,"Tmax XT","TR70"]
["2CDS274001R0064","S 204 M-C 6",2187,null,"Din Rail","TR72"]
["2CDS274001R0104","S 204 M-C 10",2187,null,"Din Rail","TR72"]
["2CDS274001R0164","S 204 M-C 16",2187,null,"Din Rail","TR72"]
["2CDS274001R0204","S 204 M-C 20",2187,null,"Din Rail","TR72"]
["2CDS274001R0254","S 204 M-C 25",2187,null,"Din Rail","TR72"]
["1SBV011931R1211","LS32M31B11",2190,null,"Kontrol","TR71"]
["2TAZ312000R2031","E290-16-10/48",2192,null,"Din Rail","TR75"]
["1SCA105411R1001-B","OT80F3HY5X6ST2",2196,null,"Switch","TR79"]
["1SCA105410R1001-B","OT80F3HS5X6ST2",2196,null,"Switch","TR79"]
["2CSF202102R1400","FH202 A-40/0.03",2206,null,"Din Rail","TR75"]
["1SCA105388R1001-B","OT63FT3HS7ST2",2207,null,"Switch","TR79"]
["1SDA066942R1","KIT R XT2 4pcs                          ",2221,null,"Tmax XT","TR70"]
["1SBN083413R2000","BEY65-4 Connection Set for Star-Delta Starter",2221,null,"Kontrol","TR71"]
["2TAZ312000R2012","E290-16-20/230",2224,null,"Din Rail","TR75"]
["1SAM350000R1012","MS132-12 Manual Motor Starter",2228,null,"Kontrol","TR71"]
["1SAM350000R1011","MS132-16 Manual Motor Starter",2228,null,"Kontrol","TR71"]
["1SDA054926R1","RHD T4-T5 F/P STAND. DIRECT             ",2230,null,"Tmax","TR70"]
["2CSM222461R1000","AD1NO-R-15m",2235,null,"Din Rail","TR75"]
["2CDS274001R0324","S 204 M-C 32",2235,null,"Din Rail","TR72"]
["2CSF204004R1250","FH204 AC-25/0.03",2235,null,"Din Rail","TR75"]
["1SBV011991R1211","LS32M91B11",2251,null,"Kontrol","TR71"]
["1SDA066154R1","RHD A1-A2 STAND. DIRECT                 ",2262,null,"Formula","TR70"]
["1SDA105027R1","HTC XT6 3p",2297,null,"Tmax XT","TR70"]
["1SAM360000R1012","MO132-12 Manual Motor Starter",2299,null,"Kontrol","TR71"]
["1SAM360000R1011","MO132-16 Manual Motor Starter",2299,null,"Kontrol","TR71"]
["2CDS272001R0634","S 202 M-C 63",2303,null,"Din Rail","TR72"]
["2CSF204004R1400","FH204 AC-40/0.03",2304,null,"Din Rail","TR75"]
["1SVR427041R0000","CP-D 24/0.42 Power supply",2307,null,"Kontrol","TR71"]
["1SDA066486R1","A1C 125 TMF 20-400 1p F F               ",2309,null,"Formula","TR70"]
["1SDA068754R1","A1C 125 TMF 32-400 1p F F               ",2309,null,"Formula","TR70"]
["1SDA066489R1","A1C 125 TMF 40-400 1p F F               ",2309,null,"Formula","TR70"]
["1SDA066490R1","A1C 125 TMF 50-500 1p F F               ",2309,null,"Formula","TR70"]
["1SDA068765R1","A1C 125 TMF 63-630 1p F F               ",2309,null,"Formula","TR70"]
["1SDA063091R1","HTC T7-T7M-X1 F 3p TERM.COVERS HIGH 2pcs",2311,null,"Tmax","TR70"]
["2CSF202004R1630","FH202 AC-63/0.03",2314,null,"Din Rail","TR75"]
["1SDA066156R1","RHD_EM A1-A2 EMER. DIRECT               ",2319,null,"Formula","TR70"]
["2CSM277962R1801","E 93/50",2322,null,"Din Rail","TR75"]
["2CCA880145R0001","CMS-820",2326,null,"Din Rail","TR75"]
["1SBN083911R1000","BER96-4 Connection Set for Reversing Contactors",2336,null,"Kontrol","TR71"]
["1SCA105365R1001","OT63F4N2",2343,null,"Switch","TR79"]
["1SAM250000R1014","MS116-25 Manual Motor Starter",2363,null,"Kontrol","TR71"]
["1SDA066479R1","RHE XT1-XT3 F/P STAND. RETURNED         ",2367,null,"Tmax XT","TR70"]
["1SEP201428R0002","XLP000-6CC in carton",2378,null,"Switch","TR79"]
["1SFA611410R1506","POTENTIOMETER#MT-150B#50 Kohm",2379,null,"Kontrol","TR71"]
["1SFA611410R2506","POTENTIOMETER#MT-250B#50 Kohm",2379,null,"Kontrol","TR71"]
["1SFA611410R3506","POTENTIOMETER#MT-350B#50 Kohm",2379,null,"Kontrol","TR71"]
["1SBL236001R2100","AF26Z-30-00-21 24-60V50/60HZ 20-60VDC Contactor",2380,null,"Kontrol","TR71"]
["1SDA105021R1","LTC XT6 4p TERMINAL COVERS LOW 2pcs",2385,null,"Tmax XT","TR70"]
["2CDS271061R0504","S 201 M-C 50UC",2385,null,"Din Rail","TR72"]
["1SAZ811201R1002","TF65-33 Thermal Overload Relay",2386,null,"Kontrol","TR71"]
["1SAZ811201R1003","TF65-40 Thermal Overload Relay",2386,null,"Kontrol","TR71"]
["1SVR550805R9300","CM-MSE Thermistor motor protection relay",2390,null,"Kontrol","TR71"]
["1SVR550801R9300","CM-MSE Thermistor motor protection relay",2390,null,"Kontrol","TR71"]
["2CSR255080R1164","DS201 C16 AC30",2391,null,"Din Rail","TR75"]
["2CSR255080R1204","DS201 C20 AC30",2391,null,"Din Rail","TR75"]
["2CSR255080R1254","DS201 C25 AC30",2391,null,"Din Rail","TR75"]
["1SDA066894R1","KIT ES XT2 4pcs                         ",2399,null,"Tmax XT","TR70"]
["1SBV011141R1211","LS40M41B11",2401,null,"Kontrol","TR71"]
["1SAM350000R1013","MS132-20 Manual Motor Starter",2407,null,"Kontrol","TR71"]
["1SBN020112R1000","TEF4-ON Frontal Electronic Timer",2409,null,"Kontrol","TR71"]
["1SBN020114R1000","TEF4-OFF Frontal Electronic Timer",2409,null,"Kontrol","TR71"]
["1SAZ811201R1004","TF65-47 Thermal Overload Relay",2409,null,"Kontrol","TR71"]
["1SFA611816R1000","ENCLOSURE 6-POS#MEP6-0",2409,null,"Kontrol","TR71"]
["2TLA020056R5100","M12-C334 3m cable 8x0.34 female+male",2412,null,"Safety","TR71"]
["2CDS213103R0504","SH 203-C 50 NA",2413,null,"Din Rail","TR72"]
["2CDS273001R0504","S 203 M-C 50",2424,null,"Din Rail","TR72"]
["1SAM360000R1013","MO132-20 Manual Motor Starter",2425,null,"Kontrol","TR71"]
["2TLA020056R4000","M12-C103 10 m cable 8x0.34 female",2430,null,"Safety","TR71"]
["2CDS274001R0024","S 204 M-C 2",2441,null,"Din Rail","TR72"]
["2CDS274001R0034","S 204 M-C 3",2441,null,"Din Rail","TR72"]
["2CDS274001R0044","S 204 M-C 4",2441,null,"Din Rail","TR72"]
["1SDA066686R1","A1N 125 TMF 20-400 1p F F               ",2445,null,"Formula","TR70"]
["1SDA068755R1","A1N 125 TMF 32-400 1p F F               ",2445,null,"Formula","TR70"]
["1SDA066689R1","A1N 125 TMF 40-400 1p F F               ",2445,null,"Formula","TR70"]
["1SDA066690R1","A1N 125 TMF 50-500 1p F F               ",2445,null,"Formula","TR70"]
["1SDA068766R1","A1N 125 TMF 63-630 1p F F               ",2445,null,"Formula","TR70"]
["1SDA066158R1","RHE A1-A2 STAND. RETURNED               ",2445,null,"Formula","TR70"]
["1SCA105441R1001-B","OT80FT3HY7ST2",2449,null,"Switch","TR79"]
["1SAZ811201R1005","TF65-53 Thermal Overload Relay",2449,null,"Kontrol","TR71"]
["1SBL237201R1300","AF26-40-00-13 100-250V50/60HZ-DC Contactor",2449,null,"Kontrol","TR71"]
["1SVR500100R0000","CT-ERD.12 Time relay, ON-delay",2466,null,"Kontrol","TR71"]
["1SVR500150R0000","CT-EBD.12 Time relay, flasher",2466,null,"Kontrol","TR71"]
["1SLM004100A1914","Opak kapak 54M MISTRAL41F",2466,null,"Sigorta Kutusu","TR76"]
["1SLM004100A1915","Şeffaf kapak 54M MISTRAL41F",2466,null,"Sigorta Kutusu","TR76"]
["1SPE007717F9907","Opak kapak 54M MISTRAL41W",2466,null,"Sigorta Kutusu","TR76"]
["1SPE007717F9915","Şeffaf kapak 54M MISTRAL41W",2466,null,"Sigorta Kutusu","TR76"]
["2CDS381001R0504","S 301 P-C 50",2473,null,"Din Rail","TR72"]
["1SDA014040R1","TERMINAL COVERS HIGH 3P S6-T6           ",2480,null,"Tmax","TR70"]
["2CDS271061R0634","S 201 M-C 63UC",2481,null,"Din Rail","TR72"]
["1SDA066874R1","KIT EF XT3 4pcs                         ",2492,null,"Tmax XT","TR70"]
["1SDA066878R1","KIT EF XT4 4pcs                         ",2492,null,"Tmax XT","TR70"]
["1SDA073770R1","RTC 250VAC E1.2-XT7M                    ",2495,null,"Emax 2","TR70"]
["1SDA073773R1","RTC 250VAC E2.2...E6.2                  ",2495,null,"Emax 2","TR70"]
["2CDS274001R0404","S 204 M-C 40",2506,null,"Din Rail","TR72"]
["1SEP600114R0002","XLP00-2P-4BC",2510,null,"Switch","TR79"]
["1SDA066160R1","RHE_EM A1-A2 MER. RETURNED              ",2510,null,"Formula","TR70"]
["1SDA105019R1","LTC XT5 4p TERMINAL COVERS LOW 2pcs",2510,null,"Tmax XT","TR70"]
["2CTB803876R1200","OVR T2 20-275 C QS",2521,null,"Din Rail","TR72"]
["1SCA105438R1001-B","OT80FT3HS7ST2",2523,null,"Switch","TR79"]
["1SCA022767R7120","OTZC23",2523,null,"Switch","TR79"]
["2CDD284101R0025","SD204/25",2523,null,"Din Rail","TR75"]
["1SBV011113R1211","LS40M13B11",2524,null,"Kontrol","TR71"]
["1SDA066281R1","KIT P MP XT3 4p                         ",2534,null,"Tmax XT","TR70"]
["2CDS273001R0505","S 203 M-B 50",2543,null,"Din Rail","TR72"]
["1SBV011142R1211","LS40M42B11",2556,null,"Kontrol","TR71"]
["1SBV011942R1211","LS32M42B11",2556,null,"Kontrol","TR71"]
["2CSR255080R1064","DS201 C6 AC30",2557,null,"Din Rail","TR75"]
["2CSR255080R1104","DS201 C10 AC30",2557,null,"Din Rail","TR75"]
["1SDA073873R1","LTC low terminal covers E1.2 F 3p 2pcs  ",2566,null,"Emax 2","TR70"]
["1SAM360000R1014","MO132-25 Manual Motor Starter",2566,null,"Kontrol","TR71"]
["1SAZ911201R1001","TF96-51 Thermal Overload Relay",2568,null,"Kontrol","TR71"]
["2CCA703031R0001","E214-25-202",2569,null,"Din Rail","TR75"]
["1SVR500211R0100","CT-SDD.22 Time relay, star-delta",2570,null,"Kontrol","TR71"]
["1SVR508210R0100","CT-SAC.22 Time relay, star-delta",2577,null,"Kontrol","TR71"]
["2CDS254001R0504","S 204-C 50",2579,null,"Din Rail","TR72"]
["1SCA022776R7890","OTS800G1L/3",2581,null,"Switch","TR79"]
["1SDA104873R1","FLD - XT6 F/P",2581,null,"Tmax XT","TR70"]
["1SDA107476R1","LTC low terminal covers XT7/XT7 M F 4p 2pcs",2582,null,"Tmax XT","TR70"]
["1SDA105023R1","LTC XT7/XT7M 4p 2pcs W",2582,null,"Tmax XT","TR70"]
["1SBL277001R1300","AF30-30-00-13 100-250V50/60HZ-DC Contactor",2583,null,"Kontrol","TR71"]
["2CDS274001R0014","S 204 M-C 1",2585,null,"Din Rail","TR72"]
["2CSF204003R3630","FH204 AC-63/0.3",2587,null,"Din Rail","TR75"]
["1SVR508020R0000","CT-MFC.12 Time relay, multifunctional",2594,null,"Kontrol","TR71"]
["1SFA611705R6006","MODULAR JOYSTICK #MJS5-60B",2603,null,"Kontrol","TR71"]
["1SFA611706R6006","MODULAR JOYSTICK #MJS6-60B",2603,null,"Kontrol","TR71"]
["1SCA105413R1001","OT80F4N2",2605,null,"Switch","TR79"]
["2CSR255080R3164","DS201 C16 AC300",2608,null,"Din Rail","TR75"]
["2CSR255080R3204","DS201 C20 AC300",2608,null,"Din Rail","TR75"]
["2CSR255080R3254","DS201 C25 AC300",2608,null,"Din Rail","TR75"]
["1SVR508110R0000","CT-AHC.12 Time relay, OFF-delay",2609,null,"Kontrol","TR71"]
["2CDS213103R0634","SH 203-C 63 NA",2617,null,"Din Rail","TR72"]
["1SDA066481R1","RHE_EM XT1-XT3 F/P EMER. RETURNED       ",2625,null,"Tmax XT","TR70"]
["1SCA105004R1001","OT100F3",2630,null,"Switch","TR79"]
["1SCA150190R1001","OXES1600G1L/4",2630,null,"Switch","TR79"]
["2CSR255080R1324","DS201 C32 AC30",2636,null,"Din Rail","TR75"]
["2CSR255080R1404","DS201 C40 AC30",2636,null,"Din Rail","TR75"]
["1SBV011151R1211","LS40M51B11",2647,null,"Kontrol","TR71"]
["1SBV011172R1211","LS40M72B11",2647,null,"Kontrol","TR71"]
["1SDA066870R1","KIT EF XT2 4pcs                         ",2653,null,"Tmax XT","TR70"]
["2CDS254001R0634","S 204-C 63",2654,null,"Din Rail","TR72"]
["1SAZ811201R1006","TF65-60 Thermal Overload Relay",2656,null,"Kontrol","TR71"]
["2CSM208151R1000","AD1CO-R-15m",2659,null,"Din Rail","TR75"]
["1SDA104828R1","RHD XT5 W STAND. DIRECT",2661,null,"Tmax XT","TR70"]
["1SDA104831R1","RHD_EM XT5 W EMER. DIRECT",2661,null,"Tmax XT","TR70"]
["1SAM350000R1014","MS132-25 Manual Motor Starter",2664,null,"Kontrol","TR71"]
["2CDS381001R0634","S 301 P-C 63",2672,null,"Din Rail","TR72"]
["1SDA066938R1","KIT R XT1 4pcs                          ",2673,null,"Tmax XT","TR70"]
["2CCG000244R0001","INS135",2682,null,"Din Rail","TR75"]
["1SDA104789R1","AUX-C 1Q+1SY 250V AC/DC XT5 W",2693,null,"Tmax XT","TR70"]
["1SDA104802R1","AUX-C 1Q+1SY 250V AC/DC XT6 W",2693,null,"Tmax XT","TR70"]
["1SAZ811201R1007","TF65-67 Thermal Overload Relay",2693,null,"Kontrol","TR71"]
["1SVR550855R9500","CM-ENE MIN Liquid level relay",2693,null,"Kontrol","TR71"]
["1SVR550851R9500","CM-ENE MIN Liquid level relay",2693,null,"Kontrol","TR71"]
["1SVR550855R9400","CM-ENE MAX Liquid level relay",2693,null,"Kontrol","TR71"]
["1SVR550851R9400","CM-ENE MAX Liquid level relay",2693,null,"Kontrol","TR71"]
["1SCA120153R1001","OMZB18",2698,null,"Switch","TR79"]
["1SVR500110R0000","CT-AHD.12 Time relay, OFF-delay",2700,null,"Kontrol","TR71"]
["1SBK104235R2000","DOL starter DRAS09-20S 24V50/60HZ",2710,null,"Kontrol","TR71"]
["1SBK104135R2600","DOL starter DRAS09-26N 230V50/60HZ",2710,null,"Kontrol","TR71"]
["1SDA073750R1","AUX 4Q 400V E1.2-XT7-XT7M               ",2714,null,"Emax 2","TR70"]
["7TCA085400R0305","OVR KT1",2716,null,"Din Rail","TR72"]
["1SEP101890R0002","XLP00-6BC",2726,null,"Switch","TR79"]
["2CDS273001R0634","S 203 M-C 63",2740,null,"Din Rail","TR72"]
["2CDD284101R0032","SD204/32",2748,null,"Din Rail","TR75"]
["1SBL237201R1100","AF26-40-00-11 24-60V50/60HZ 20-60VDC Contactor",2751,null,"Kontrol","TR71"]
["1SVR500210R0100","CT-SAD.22 Time relay, star-delta",2756,null,"Kontrol","TR71"]
["1SDA104738R1","KIT ES XT5 3pcs",2774,null,"Tmax XT","TR70"]
["1SDA105026R1","HTC XT5 4p",2774,null,"Tmax XT","TR70"]
["1SDA066946R1","KIT R XT3 4pcs                          ",2788,null,"Tmax XT","TR70"]
["1SDA060417R1","FLD T6 F                                ",2788,null,"Tmax","TR70"]
["1SBH136001R2144","NFZ44E-21 24-60V50/60HZ 20-60VDC Contactor Relay",2788,null,"Kontrol","TR71"]
["1SBH136001R2153","NFZ53E-21 24-60V50/60HZ 20-60VDC Contactor Relay",2788,null,"Kontrol","TR71"]
["1SBH136001R2162","NFZ62E-21 24-60V50/60HZ 20-60VDC Contactor Relay",2788,null,"Kontrol","TR71"]
["1SBH136001R2171","NFZ71E-21 24-60V50/60HZ 20-60VDC Contactor Relay",2788,null,"Kontrol","TR71"]
["1SBH136001R2180","NFZ80E-21 24-60V50/60HZ 20-60VDC Contactor Relay",2788,null,"Kontrol","TR71"]
["1SBN083913R2000","BEY96-4 Connection Set for Star-Delta Starter",2788,null,"Kontrol","TR71"]
["2CDS273001R0635","S 203 M-B 63",2788,null,"Din Rail","TR72"]
["1SFA611711R6006","MODULAR JOYSTICK #MJS11-60B",2798,null,"Kontrol","TR71"]
["1SFA611712R6006","MODULAR JOYSTICK #MJS12-60B",2798,null,"Kontrol","TR71"]
["2TAZ310003R1000","E296-CP",2800,null,"Din Rail","TR75"]
["2TLA020056R1400","M12-C201 20m cable 5x0.34 female",2801,null,"Safety","TR71"]
["1SLM004100A1108","MISTRAL41F sıva altı opak kapak dağıtım kutusu 48M",2803,null,"Sigorta Kutusu","TR76"]
["1SLM004100A1208","MISTRAL41F sıva altı şeffaf kapak dağıtım kutusu 48M",2803,null,"Sigorta Kutusu","TR76"]
["1SPE007717F0710","MISTRAL41W sıva üstü opak kapak dağıtım kutusu 48M",2803,null,"Sigorta Kutusu","TR76"]
["1SPE007717F0720","MISTRAL41W sıva üstü şeffaf kapak dağıtım kutusu 48M",2803,null,"Sigorta Kutusu","TR76"]
["1SDA066433R1","AUX-C 2Q+1SY 250Vac/dc XT1...XT6 F/P    ",2808,null,"Tmax XT","TR70"]
["1SDA069055R1","RHE XT2-XT4 F/P STAND. RETURNED         ",2808,null,"Tmax XT","TR70"]
["1SDA066480R1","RHE XT2-XT4 W STAND. RETURNED           ",2808,null,"Tmax XT","TR70"]
["1SVR730100R3100","CT-ERS.12S Time relay, ON-delay",2810,null,"Kontrol","TR71"]
["1SVR500020R0000","CT-MFD.12 Time relay, multifunction",2818,null,"Kontrol","TR71"]
["2CSR255080R3064","DS201 C6 AC300",2819,null,"Din Rail","TR75"]
["2CSR255080R3104","DS201 C10 AC300",2819,null,"Din Rail","TR75"]
["1SDA066283R1","KIT P MP XT4 4p                         ",2827,null,"Tmax XT","TR70"]
["2CSR255080R3324","DS201 C32 AC300",2833,null,"Din Rail","TR75"]
["2CSR255080R3404","DS201 C40 AC300",2833,null,"Din Rail","TR75"]
["2CSF204004R1630","FH204 AC-63/0.03",2840,null,"Din Rail","TR75"]
["1SCA022627R7240","OFAF3H800",2843,null,"Switch","TR79"]
["1SDA062102R1","AUX T7-T7M-X1 2Q 400Va.c.               ",2867,null,"Tmax","TR70"]
["1SL1910A00","Opak kapak 36M MISTRAL65 – 3F",2874,null,"Sigorta Kutusu","TR76"]
["1SL1912A00","Opak kapak 36M / 72M MISTRAL65 – 2F",2874,null,"Sigorta Kutusu","TR76"]
["1SL1911A00","Şeffaf kapak 36M MISTRAL65 – 3F",2874,null,"Sigorta Kutusu","TR76"]
["1SL1913A00","Şeffaf kapak 36M / 72M MISTRAL65 – 2F",2874,null,"Sigorta Kutusu","TR76"]
["1SDA066493R1","A1C 125 TMF 80-800 1p F F               ",2881,null,"Formula","TR70"]
["1SDA066495R1","A1C 125 TMF 100-1000 1p F F             ",2881,null,"Formula","TR70"]
["1SDA069056R1","RHE_EM XT2-XT4 F/P EMER. RETURNED       ",2881,null,"Tmax XT","TR70"]
["1SDA066482R1","RHE_EM XT2-XT4 W EMER. RETURNED         ",2881,null,"Tmax XT","TR70"]
["1SDA104877R1","IP54RHD XT6 PROTECT. IP54 ROT.HANDL",2881,null,"Tmax XT","TR70"]
["1SAZ901901R1001","DB96 Single mounting kit for for TF96 an",2889,null,"Kontrol","TR71"]
["1SDA073772R1","RTC EKIP 24VDC E1.2-XT7M                ",2892,null,"Emax 2","TR70"]
["1SDA073775R1","RTC EKIP 24VDC E2.2...E6.2              ",2892,null,"Emax 2","TR70"]
["1SDA066137R1","SOR-C A1-A2 220-240Vac-220-250Vdc       ",2895,null,"Formula","TR70"]
["1SDA066138R1","SOR-C A1-A2 380-440 Vac                 ",2895,null,"Formula","TR70"]
["1SL1103A00","MISTRAL65 opak kapak dağıtım kutusu 18M",2898,null,"Sigorta Kutusu","TR76"]
["1SL1203A00","MISTRAL65 şeffaf kapak dağıtım kutusu 18M",2898,null,"Sigorta Kutusu","TR76"]
["1SCA022865R9430","OHB150J12P",2902,null,"Switch","TR79"]
["1SDA068183R1","XT1 P FP 3p EF                          ",2902,null,"Tmax XT","TR70"]
["1SVR500100R0100","CT-ERD.22 Time relay, ON-delay",2917,null,"Kontrol","TR71"]
["1SCA105016R1001-B","OT100F3HY5X6ST4",2921,null,"Switch","TR79"]
["1SCA105014R1001-B","OT100F3HS5X6ST4",2921,null,"Switch","TR79"]
["2TAZ312000R2033","E290-16-11/48",2925,null,"Din Rail","TR75"]
["1SDA066497R1","A1N 125 TMF 20-400 2p F F               ",2942,null,"Formula","TR70"]
["1SDA068756R1","A1N 125 TMF 32-400 2p F F               ",2942,null,"Formula","TR70"]
["1SDA066500R1","A1N 125 TMF 40-400 2p F F               ",2942,null,"Formula","TR70"]
["1SDA066501R1","A1N 125 TMF 50-500 2p F F               ",2942,null,"Formula","TR70"]
["1SDA068767R1","A1N 125 TMF 63-630 2p F F               ",2942,null,"Formula","TR70"]
["1SCA105033R1001","OT125F3",2944,null,"Switch","TR79"]
["1SDA066284R1","KIT W MP XT2 3p                         ",2944,null,"Tmax XT","TR70"]
["2TAZ312000R2043","E290-16-11/24",2944,null,"Din Rail","TR75"]
["1SCA150202R1001","OXEB1600/6",2950,null,"Switch","TR79"]
["1SDA073780R1","MOC MECC.OPERATION COUNTER E1.2         ",2951,null,"Emax 2","TR70"]
["2CDS382001R0104","S 302 P-C 10",2954,null,"Din Rail","TR72"]
["2CDS382001R0164","S 302 P-C 16",2954,null,"Din Rail","TR72"]
["2CDS382001R0204","S 302 P-C 20",2954,null,"Din Rail","TR72"]
["2CDS382001R0254","S 302 P-C 25",2954,null,"Din Rail","TR72"]
["1SDA054839R1","KIT MP T4 P 3p                          ",2968,null,"Tmax","TR70"]
["1SCA147308R1001","OXEC21",2982,null,"Switch","TR79"]
["1SVR500110R0100","CT-AHD.22 Time relay, OFF-delay",2987,null,"Kontrol","TR71"]
["1SDA054873R1","SOR-C T4-T5-T6 220..240Vac - 220..250Vdc",2996,null,"Tmax","TR70"]
["1SDA054874R1","SOR-C T4-T5-T6 380...440 Vac            ",2996,null,"Tmax","TR70"]
["1SDA066325R1","SOR-C XT1..XT4 F/P 220-240Vac-220-250Vdc",2996,null,"Tmax XT","TR70"]
["1SDA066326R1","SOR-C XT1..XT4 F/P 380-440 Vac          ",2996,null,"Tmax XT","TR70"]
["1SDA066332R1","SOR-C XT2-XT4 W 220-240Vac-220-250Vdc   ",2996,null,"Tmax XT","TR70"]
["1SDA066333R1","SOR-C XT2-XT4 W 380-440 Vac             ",2996,null,"Tmax XT","TR70"]
["1SDA104934R1","YO-C XT5-XT6 F/P 110..240Vac-110..250Vdc",2996,null,"Tmax XT","TR70"]
["1SDA104935R1","YO-C XT5-XT6 F/P 380...525 Vac",2996,null,"Tmax XT","TR70"]
["1SDA066898R1","KIT ES XT3 4pcs                         ",2996,null,"Tmax XT","TR70"]
["2CSF202102R1630","FH202 A-63/0.03",2996,null,"Din Rail","TR75"]
["1SCA022865R9510","OHB200J12P",3000,null,"Switch","TR79"]
["2CTB803871R2300","OVR T2 40 275 P QS",3024,null,"Din Rail","TR72"]
["2CSB202001R3250","DDA202 AC-25/0.3",3034,null,"Din Rail","TR75"]
["2CSB202001R3400","DDA202 AC-40/0.3",3034,null,"Din Rail","TR75"]
["2CSB202001R3630","DDA202 AC-63/0.3",3034,null,"Din Rail","TR75"]
["1SDA066693R1","A1N 125 TMF 80-800 1p F F               ",3036,null,"Formula","TR70"]
["1SDA066695R1","A1N 125 TMF 100-1000 1p F F             ",3036,null,"Formula","TR70"]
["1SBK104335R8100","DOL starter DRASL09-81S 24VDC",3038,null,"Kontrol","TR71"]
["1SDA105126R1","MIR-P x XT6 F",3048,null,"Tmax XT","TR70"]
["1SDA105127R1","MIR-P x XT6 P/W",3048,null,"Tmax XT","TR70"]
["1SDA062167R1","LEFT SLIDING CONTAC.FP C.BR.T7M-X1      ",3055,null,"Tmax","TR70"]
["1SDA063572R1","LEFT SLIDING CONTAC.FP C.BR.T7          ",3055,null,"Tmax","TR70"]
["1SDA062168R1","CENTRAL SLIDING CONTAC.FP C.BR.T7-T7M-X1",3055,null,"Tmax","TR70"]
["1SDA062169R1","RIGHT SLIDING CONTAC.FP C.BR.T7M-X1     ",3055,null,"Tmax","TR70"]
["2CSF204102R1250","FH204 A-25/0.03",3059,null,"Din Rail","TR75"]
["1SDA066950R1","KIT R XT4 4pcs                          ",3064,null,"Tmax XT","TR70"]
["2TAZ312000R2042","E290-16-20/24",3069,null,"Din Rail","TR75"]
["1SDA066496R1","A1C 125 TMF 125-1250 1p F F             ",3073,null,"Formula","TR70"]
["1SDA104821R1","AUE XT5 F/P 2 CONTACTS IN CH x RHx",3075,null,"Tmax XT","TR70"]
["1SCA105049R1001-B","OT125F3HY5X6ST4",3077,null,"Switch","TR79"]
["1SCA105047R1001-B","OT125F3HS5X6ST4",3077,null,"Switch","TR79"]
["1SCA104816R1001","OT16F3C",3077,null,"Switch","TR79"]
["2TAZ312000R2032","E290-16-20/48",3087,null,"Din Rail","TR75"]
["1SLM004100A1109","MISTRAL41F sıva altı opak kapak dağıtım kutusu 54M",3104,null,"Sigorta Kutusu","TR76"]
["1SLM004100A1209","MISTRAL41F sıva altı şeffaf kapak dağıtım kutusu 54M",3104,null,"Sigorta Kutusu","TR76"]
["1SPE007717F1010","MISTRAL41W sıva üstü opak kapak dağıtım kutusu 54M",3104,null,"Sigorta Kutusu","TR76"]
["1SPE007717F1020","MISTRAL41W sıva üstü şeffaf kapak dağıtım kutusu 54M",3104,null,"Sigorta Kutusu","TR76"]
["1SL1104A00","MISTRAL65 opak kapak dağıtım kutusu 24M",3104,null,"Sigorta Kutusu","TR76"]
["1SL1204A00","MISTRAL65 şeffaf kapak dağıtım kutusu 24M",3104,null,"Sigorta Kutusu","TR76"]
["1SDA054953R1","MIR-P tipo F (T5-T5)                    ",3111,null,"Tmax","TR70"]
["1SBK114235R2000","DOL starter DRAS12-20S 24V50/60HZ",3112,null,"Kontrol","TR71"]
["1SBK114135R2600","DOL starter DRAS12-26N 230V50/60HZ",3112,null,"Kontrol","TR71"]
["1SAZ911201R1002","TF96-60 Thermal Overload Relay",3127,null,"Kontrol","TR71"]
["1SDA104843R1","RHE XT5 F/P STAND. RETURNED",3133,null,"Tmax XT","TR70"]
["2TLA020051R5100","Adam DYN-Info M12-5 contact",3134,null,"Safety","TR71"]
["1SDA073768R1","AUP Ekip aux pos. cont. E1.2..E6.2-XT7/M",3152,null,"Emax 2","TR70"]
["2TLA020051R5400","Adam OSSD-Info M12-5 contact",3157,null,"Safety","TR71"]
["2CSF202401R1250","F202 A-25/0.03 AP-R",3159,null,"Din Rail","TR75"]
["2TLA030051R0600","Smile 10 EK",3162,null,"Safety","TR71"]
["2CCS800900R0211","S800-SOR250",3168,null,"Din Rail","TR72"]
["2CCS800900R0191","S800-SOR24",3168,null,"Din Rail","TR72"]
["1SDA054891R1","UVR-C T4-T5-T6 220...250 Vac/dc         ",3181,null,"Tmax","TR70"]
["1SDA054892R1","UVR-C T4-T5-T6 380...440 Vac            ",3181,null,"Tmax","TR70"]
["1SDA104958R1","YU-C XT5-XT6 F/P 220..240Vac-220..250Vdc",3181,null,"Tmax XT","TR70"]
["1SDA104959R1","YU-C XT5-XT6 F/P 380...440 Vac",3181,null,"Tmax XT","TR70"]
["1SDA066155R1","RHD A3 F/P STAND. DIRECT                ",3183,null,"Formula","TR70"]
["2CSF202001R3800","F202 AC-80/0.3",3184,null,"Din Rail","TR75"]
["1SDA054951R1","MIR-P tipo D (T5-T5)                    ",3193,null,"Tmax","TR70"]
["2TAZ312005R1003","E295-PS",3208,null,"Din Rail","TR75"]
["1SFN035700R1000","MECH. INTERLOCK#VM750H",3211,null,"Kontrol","TR71"]
["1SBL277001R1100","AF30-30-00-11 24-60V50/60HZ 20-60VDC Contactor",3228,null,"Kontrol","TR71"]
["2CDS272061R0104","S 202 M-C 10UC",3229,null,"Din Rail","TR72"]
["2CDS272061R0134","S 202 M-C 13UC",3229,null,"Din Rail","TR72"]
["2CDS272061R0164","S 202 M-C 16UC",3229,null,"Din Rail","TR72"]
["2CDS272061R0204","S 202 M-C 20UC",3229,null,"Din Rail","TR72"]
["1SVR730210R3300","CT-SDS.22S Time relay, star-delta",3233,null,"Kontrol","TR71"]
["2CSF204102R1400","FH204 A-40/0.03",3235,null,"Din Rail","TR75"]
["1SCA117037R1001","OMZC03",3261,null,"Switch","TR79"]
["1SBK124235R2000","DOL starter DRAS16-20S 24V50/60HZ",3261,null,"Kontrol","TR71"]
["1SBK124135R2600","DOL starter DRAS16-26N 230V50/60HZ",3261,null,"Kontrol","TR71"]
["2CDE110003R0511","E 232 E-230N",3261,null,"Din Rail","TR75"]
["1SDA066696R1","A1N 125 TMF 125-1250 1p F F             ",3263,null,"Formula","TR70"]
["1SDA104874R1","FLD - XT6 W",3263,null,"Tmax XT","TR70"]
["1SDA066159R1","RHE A3 F/P STAND. RETURNED              ",3275,null,"Formula","TR70"]
["1SBL297001R1300","AF38-30-00-13 100-250V50/60HZ-DC Contactor",3280,null,"Kontrol","TR71"]
["2CDS382001R0324","S 302 P-C 32",3295,null,"Din Rail","TR72"]
["1SVR427030R0000","CP-E 24/0.75 Power supply",3300,null,"Kontrol","TR71"]
["1SVR508010R1300","CT-MKC.31 Time relay, multifunctional",3317,null,"Kontrol","TR71"]
["2CDS274001R0504","S 204 M-C 50",3317,null,"Din Rail","TR72"]
["1SVR550881R9400","CM-PBE Phase loss monitoring relay",3325,null,"Kontrol","TR71"]
["1SVR730100R3300","CT-ERS.22S Time relay, ON-delay",3329,null,"Kontrol","TR71"]
["1SDA066722R1","A1N 125 TMF 20-400 3p F F               ",3333,null,"Formula","TR70"]
["1SDA066723R1","A1N 125 TMF 25-400 3p F F               ",3333,null,"Formula","TR70"]
["1SDA066724R1","A1N 125 TMF 30-400 3p F F               ",3333,null,"Formula","TR70"]
["1SDA066725R1","A1N 125 TMF 40-400 3p F F               ",3333,null,"Formula","TR70"]
["1SDA066726R1","A1N 125 TMF 50-500 3p F F               ",3333,null,"Formula","TR70"]
["1SDA066727R1","A1N 125 TMF 60-600 3p F F               ",3333,null,"Formula","TR70"]
["1SCA022871R9510","OTS1600G1L/3",3340,null,"Switch","TR79"]
["1SCA120154R1001","OMZB28",3340,null,"Switch","TR79"]
["1SBL181024R8010","UA16-30-10RA 220-230V 50Hz / 230-240V 60Hz",3349,null,"Kontrol","TR71"]
["1SDA066146R1","UVR-C A1-A2 220-240Vac-220-250Vdc       ",3359,null,"Formula","TR70"]
["1SDA066147R1","UVR-C A1-A2 380-440 Vac                 ",3359,null,"Formula","TR70"]
["1SDA066406R1","UVR-C XT2-XT4 W 220-240Vac-220-250Vdc   ",3359,null,"Tmax XT","TR70"]
["1SDA066407R1","UVR-C XT2-XT4 W 380-440 Vac             ",3359,null,"Tmax XT","TR70"]
["2CSF202401R1400","F202 A-40/0.03 AP-R",3366,null,"Din Rail","TR75"]
["1SVR427043R0100","CP-D 24/1.3 Power supply",3367,null,"Kontrol","TR71"]
["2CDL240101R1060","PS 4/60",3369,null,"Din Rail","TR72"]
["1SDA054948R1","MIR-P tipo A (T4-T4)                    ",3371,null,"Tmax","TR70"]
["1SDA073776R1","S51 250V E1.2-XT7-XT7M                  ",3376,null,"Emax 2","TR70"]
["1SCA105018R1001","OT100F4N2",3380,null,"Switch","TR79"]
["1SAE341111R0622","ESB40-22N-06 Installation Contactor",3380,null,"Kontrol","TR71"]
["1SAE341111R0631","ESB40-31N-06 Installation Contactor",3380,null,"Kontrol","TR71"]
["1SAE341111R0640","ESB40-40N-06 Installation Contactor",3380,null,"Kontrol","TR71"]
["1SDA054929R1","RHE T4-T5 F/P STAND. RETURNED           ",3384,null,"Tmax","TR70"]
["2CSB202001R1250","DDA202 AC-25/0.03",3384,null,"Din Rail","TR75"]
["2CSB202001R1400","DDA202 AC-40/0.03",3384,null,"Din Rail","TR75"]
["2CSB202001R1630","DDA202 AC-63/0.03",3384,null,"Din Rail","TR75"]
["1SDA105028R1","HTC XT6 4p",3395,null,"Tmax XT","TR70"]
["2TLA020056R8000","M12-C61HE 6m cable M12 female",3403,null,"Safety","TR71"]
["2CCG001226R0001","S 801 P-C 80",3409,null,"Din Rail","TR72"]
["2CCG001227R0001","S 801 P-C 100",3409,null,"Din Rail","TR72"]
["2CTB815708R2600","OVR T2 80-275s C QS",3414,null,"Din Rail","TR72"]
["1SVR500020R1100","CT-MFD.21 Time relay, multifunction",3419,null,"Kontrol","TR71"]
["2TAZ322000R2012","E290-32-20/230",3420,null,"Din Rail","TR75"]
["2TAZ310002R1000","E295-GM",3420,null,"Din Rail","TR75"]
["2CDS272061R0044","S 202 M-C 4UC",3420,null,"Din Rail","TR72"]
["2CDS272061R0064","S 202 M-C 6UC",3420,null,"Din Rail","TR72"]
["2CDS272061R0084","S 202 M-C 8UC",3420,null,"Din Rail","TR72"]
["1SVR730180R3100","CT-APS.12S Time relay, OFF-delay",3443,null,"Kontrol","TR71"]
["2CDS252001R0804","S 202-C 80",3444,null,"Din Rail","TR72"]
["1SDA066399R1","UVR-C XT1..XT4 F/P 220-240Vac-220-250Vdc",3445,null,"Tmax XT","TR70"]
["1SDA066400R1","UVR-C XT1..XT4 F/P 380-440 Vac          ",3445,null,"Tmax XT","TR70"]
["2CSM277952R1801","E 93N/50",3454,null,"Din Rail","TR75"]
["1SCA104863R1001","OT25F3C",3456,null,"Switch","TR79"]
["2TAZ312001R2043","E294/24",3457,null,"Din Rail","TR75"]
["2TAZ312001R2013","E294/230",3457,null,"Din Rail","TR75"]
["2CDS382001R0024","S 302 P-C 2",3464,null,"Din Rail","TR72"]
["2CDS382001R0034","S 302 P-C 3",3464,null,"Din Rail","TR72"]
["2CDS382001R0044","S 302 P-C 4",3464,null,"Din Rail","TR72"]
["2CDS382001R0064","S 302 P-C 6",3464,null,"Din Rail","TR72"]
["2CTB803871R1700","OVR T2 40 275 P TS QS",3467,null,"Din Rail","TR72"]
["1SDA104822R1","AUE XT5 W 2 CONTACTS IN CH x RHx",3468,null,"Tmax XT","TR70"]
["1SVR730700R2200","CM-MSS.23S Therm. motor protec. relay",3472,null,"Kontrol","TR71"]
["1SL1914A00","Opak kapak 54M MISTRAL65",3482,null,"Sigorta Kutusu","TR76"]
["1SL1915A00","Şeffaf kapak 54M MISTRAL65",3482,null,"Sigorta Kutusu","TR76"]
["1SCA022767R7210","OTZC24",3491,null,"Switch","TR79"]
["1SVR427031R0000","CP-E 24/1.25  Power supply",3505,null,"Kontrol","TR71"]
["2CDS272061R0254","S 202 M-C 25UC",3509,null,"Din Rail","TR72"]
["2CSB203001R3250","DDA203 AC-25/0.3",3509,null,"Din Rail","TR75"]
["2CSB203001R3400","DDA203 AC-40/0.3",3509,null,"Din Rail","TR75"]
["2CSB203001R3630","DDA203 AC-63/0.3",3509,null,"Din Rail","TR75"]
["1SDA060418R1","FLD T6 W                                ",3522,null,"Tmax","TR70"]
["1SDA066426R1","AUX-C 3Q L 250Vac/dc XT1                ",3537,null,"Tmax XT","TR70"]
["1SDA066427R1","AUX-C 3Q L 250Vac/dc XT2-XT4 F/P        ",3537,null,"Tmax XT","TR70"]
["1SDA066428R1","AUX-C 3Q L 250Vac/dc XT3                ",3537,null,"Tmax XT","TR70"]
["2CDS272061R0324","S 202 M-C 32UC",3546,null,"Din Rail","TR72"]
["1SDA063553R1","AUX-SA T7M-X1 1 S51 250Va.c.            ",3556,null,"Tmax","TR70"]
["1SBV031180R1412","LS40M80D12-S",3556,null,"Kontrol","TR71"]
["1SBK114335R8100","DOL starter DRASL12-81S 24VDC",3572,null,"Kontrol","TR71"]
["1SDA066157R1","RHD_EM A3 F/P EMER. DIRECT              ",3576,null,"Formula","TR70"]
["2CSG035100R1211","TR1",3582,null,"Din Rail","TR75"]
["2CDS274001R0634","S 204 M-C 63",3588,null,"Din Rail","TR72"]
["2CDS272061R0024","S 202 M-C 2UC",3630,null,"Din Rail","TR72"]
["2CDS272061R0034","S 202 M-C 3UC",3630,null,"Din Rail","TR72"]
["1SCA105051R1001","OT125F4N2",3658,null,"Switch","TR79"]
["1SCA105030R1001-B","OT100FT3HY7ST4",3658,null,"Switch","TR79"]
["2CSB203001R1250","DDA203 AC-25/0.03",3672,null,"Din Rail","TR75"]
["2CSB203001R1400","DDA203 AC-40/0.03",3672,null,"Din Rail","TR75"]
["2CSB203001R1630","DDA203 AC-63/0.03",3672,null,"Din Rail","TR75"]
["1SYG235081R4051","M1M 10",3676,null,"Din Rail","TR75"]
["2CDS272061R0014","S 202 M-C 1UC",3678,null,"Din Rail","TR72"]
["2CDS272061R0974","S 202 M-C 1,6UC",3678,null,"Din Rail","TR72"]
["1SDA105030R1","HTC - XT7/XT7M 4p 2pcs",3689,null,"Tmax XT","TR70"]
["2CDS382001R0014","S 302 P-C 1",3689,null,"Din Rail","TR72"]
["1SDA066504R1","A1N 125 TMF 80-800 2p F F               ",3690,null,"Formula","TR70"]
["1SDA066506R1","A1N 125 TMF 100-1000 2p F F             ",3690,null,"Formula","TR70"]
["1SDA104739R1","KIT ES XT5 4pcs",3690,null,"Tmax XT","TR70"]
["2CSF204102R1630","FH204 A-63/0.03",3695,null,"Din Rail","TR75"]
["1SBK124335R8100","DOL starter DRASL16-81S 24VDC",3710,null,"Kontrol","TR71"]
["1SVR427044R0200","CP-D 24/2.5 Power supply",3713,null,"Kontrol","TR71"]
["1SVR730712R2200","CM-MSS.33S Therm. motor protec. relay",3713,null,"Kontrol","TR71"]
["1SDA104930R1","YO-C XT5 W 110..240 Vac - 110..250 Vdc",3715,null,"Tmax XT","TR70"]
["1SVR550870R9400","CM-PVE Phase monitoring relay",3722,null,"Kontrol","TR71"]
["1SVR550871R9500","CM-PVE Phase monitoring relay",3722,null,"Kontrol","TR71"]
["1SCA104831R1001","OT16F4C",3727,null,"Switch","TR79"]
["1SDA068185R1","XT1 P FP 4p EF                          ",3740,null,"Tmax XT","TR70"]
["1SCA105027R1001-B","OT100FT3HS7ST4",3750,null,"Switch","TR79"]
["2CTB803876R0000","OVR T2 N 80-275 C QS",3751,null,"Din Rail","TR72"]
["1SVR427041R1000","CP-D 12/0.83 Power supply",3752,null,"Kontrol","TR71"]
["2CDS382001R0404","S 302 P-C 40",3761,null,"Din Rail","TR72"]
["1SDA054911R1","AUX-C T4-T5-T6 3Q 1SY 250 Vac/dc        ",3762,null,"Tmax","TR70"]
["1SDA066434R1","AUX-C 3Q+1SY 250Vac/dc XT2..XT6 F/P     ",3762,null,"Tmax XT","TR70"]
["1SDA066435R1","AUX-C 3Q+1SY 250Vac/dc XT2-XT4 W        ",3762,null,"Tmax XT","TR70"]
["1SVR730211R2300","CT-SDS.23S Time relay, star-delta",3772,null,"Kontrol","TR71"]
["1SCA107261R1001","OTS2500G1L/3",3776,null,"Switch","TR79"]
["1SVR730850R0200","CM-ENS.21S Liquid level monitoring relay",3777,null,"Kontrol","TR71"]
["1SVR730850R2200","CM-ENS.23S Liquid level monitoring relay",3777,null,"Kontrol","TR71"]
["1SCA120155R1001","OMZB38",3794,null,"Switch","TR79"]
["1SVR550824R9100","CM-PFE Phase sequence monitoring relay",3804,null,"Kontrol","TR71"]
["1SVR730850R0100","CM-ENS.11S Liquid level monitoring relay",3823,null,"Kontrol","TR71"]
["1SVR730850R2100","CM-ENS.13S Liquid level monitoring relay",3823,null,"Kontrol","TR71"]
["2TAZ322000R2013","E290-32-11/230",3825,null,"Din Rail","TR75"]
["2TLA020051R5200","Adam DYN-Status M12-5 contact",3832,null,"Safety","TR71"]
["1SDA054840R1","KIT MP T4 P 4p                          ",3834,null,"Tmax","TR70"]
["1SVR730180R3300","CT-APS.22S Time relay, OFF-delay",3835,null,"Kontrol","TR71"]
["1SDA104796R1","AUX-C 2Q+1SY 250V AC/CC XT5 W",3846,null,"Tmax XT","TR70"]
["1SDA104807R1","AUX-C 2Q+1SY 250V AC/CC XT6 W",3846,null,"Tmax XT","TR70"]
["1SDA066902R1","KIT ES XT4 4pcs                         ",3856,null,"Tmax XT","TR70"]
["2CSS200933R0011","F2C-A1",3868,null,"Din Rail","TR75"]
["2CSS200933R0012","F2C-A2",3868,null,"Din Rail","TR75"]
["1SCA105065R1001-B","OT125FT3HY7ST4",3877,null,"Switch","TR79"]
["1SAX121001R1101","EF19-0.32 Electronic Overload Relay",3878,null,"Kontrol","TR71"]
["1SAX121001R1102","EF19-1.0 Electronic Overload Relay",3878,null,"Kontrol","TR71"]
["1SAX121001R1103","EF19-2.7 Electronic Overload Relay",3878,null,"Kontrol","TR71"]
["1SBL276001R2100","AF30Z-30-00-21 24-60V50/60HZ 20-60VDC Contactor",3885,null,"Kontrol","TR71"]
["1SVR730100R0300","CT-ERS.21S Time relay, ON-delay",3886,null,"Kontrol","TR71"]
["1SDA073906R1","Terminals term.box E1.2..E6.2-XT7/M 10pz",3906,null,"Emax 2","TR70"]
["1SDA104830R1","RHD_EM XT5 F/P EMER. DIRECT",3909,null,"Tmax XT","TR70"]
["2CTB812052R1000","OVR PV T1-T2 5-1000 C QS",3915,null,"Din Rail","TR72"]
["2TLA010041R0600","SENTRY BSR23 24VDC",3927,null,"Safety","TR71"]
["2CDS272061R0984","S 202 M-C 0,5UC",3932,null,"Din Rail","TR72"]
["1SAM250000R1015","MS116-32 Manual Motor Starter",3941,null,"Kontrol","TR71"]
["2CDS252001R0824","S 202-C 100",3943,null,"Din Rail","TR72"]
["1SCA105063R1001-B","OT125FT3HS7ST4",3945,null,"Switch","TR79"]
["1SDA066507R1","A1N 125 TMF 125-1250 2p F F             ",3951,null,"Formula","TR70"]
["1SDA073889R1","Lever interlock E2.2                    ",3952,null,"Emax 2","TR70"]
["2TLA020056R4100","M12-C203 20m cable 8x0.34 female",3952,null,"Safety","TR71"]
["1SEP600115R0002","XLP00-4P-8BC",3975,null,"Switch","TR79"]
["1SDA066579R1","RHS L XT1-XT3 F/P STAND. SX LATERAL     ",3979,null,"Tmax XT","TR70"]
["1SDA069058R1","RHS L XT2-XT4 F/P STAND. SX LATERAL     ",3979,null,"Tmax XT","TR70"]
["1SL1105A00","MISTRAL65 opak kapak dağıtım kutusu 36M 2F",3985,null,"Sigorta Kutusu","TR76"]
["1SL1205A00","MISTRAL65 şeffaf kapak dağıtım kutusu 36M 2F",3985,null,"Sigorta Kutusu","TR76"]
["1SDA054879R1","PS-SOR-C T4..T6 110..120Vac/dc xPERM.SER",4011,null,"Tmax","TR70"]
["2CSM229921R1341","TL1",4014,null,"Din Rail","TR75"]
["1SDA066161R1","RHE_EM A3 F/P EMER. RETURNED            ",4019,null,"Formula","TR70"]
["2TLA020051R5600","Adam OSSD-Reset M12-5 contact",4020,null,"Safety","TR71"]
["2CSF202401R1630","F202 A-63/0.03 AP-R",4037,null,"Din Rail","TR75"]
["1SVR730824R9300","CM-PFS.S Three-phase monitoring relay",4038,null,"Kontrol","TR71"]
["1SAM360000R1015","MO132-32 Manual Motor Starter",4052,null,"Kontrol","TR71"]
["2TLA030051R0000","Smile 11 EA",4064,null,"Safety","TR71"]
["2TLA030051R0100","Smile 11 EAR",4064,null,"Safety","TR71"]
["1SDA066580R1","RHS L XT1-XT3 F/P EMER. SX LATERAL      ",4079,null,"Tmax XT","TR70"]
["1SDA069059R1","RHS L XT2-XT4 F/P EMER. SX LATERAL      ",4079,null,"Tmax XT","TR70"]
["1SBL297001R1100","AF38-30-00-11 24-60V50/60HZ 20-60VDC Contactor",4083,null,"Kontrol","TR71"]
["1SEP600116R0002","XLP1-1P-2BC",4089,null,"Switch","TR79"]
["2CDL240101R1660","PS 4/60/16",4092,null,"Din Rail","TR72"]
["1SDA066285R1","KIT W MP XT2 4p                         ",4098,null,"Tmax XT","TR70"]
["1SDA073890R1","Lever interlock E4.2                    ",4108,null,"Emax 2","TR70"]
["1SDA073891R1","Lever interlock E6.2 3p                 ",4108,null,"Emax 2","TR70"]
["1SDA066286R1","KIT W MP XT4 3p                         ",4110,null,"Tmax XT","TR70"]
["1SDA066746R1","A1C 125 TMF 20-400 4p F F               ",4119,null,"Formula","TR70"]
["1SDA068763R1","A1C 125 TMF 32-400 4p F F               ",4119,null,"Formula","TR70"]
["1SDA066749R1","A1C 125 TMF 40-400 4p F F               ",4119,null,"Formula","TR70"]
["1SDA066750R1","A1C 125 TMF 50-500 4p F F               ",4119,null,"Formula","TR70"]
["1SDA068774R1","A1C 125 TMF 63-630 4p F F               ",4119,null,"Formula","TR70"]
["2CSB204001R3250","DDA204 AC-25/0.3",4133,null,"Din Rail","TR75"]
["2CSB204001R3400","DDA204 AC-40/0.3",4133,null,"Din Rail","TR75"]
["2CSB204001R3630","DDA204 AC-63/0.3",4133,null,"Din Rail","TR75"]
["1SCA104877R1001","OT25F4C",4145,null,"Switch","TR79"]
["1SAX121001R1104","EF19-6.3 Electronic Overload Relay",4180,null,"Kontrol","TR71"]
["1SAX121001R1105","EF19-18.9 Electronic Overload Relay",4180,null,"Kontrol","TR71"]
["2CDS272061R0404","S 202 M-C 40UC",4185,null,"Din Rail","TR72"]
["2CSB204001R1250","DDA204 AC-25/0.03",4190,null,"Din Rail","TR75"]
["2CSB204001R1400","DDA204 AC-40/0.03",4190,null,"Din Rail","TR75"]
["2CSB204001R1630","DDA204 AC-63/0.03",4190,null,"Din Rail","TR75"]
["1SAJ510003R0002","UMCPAN-CAB.070",4197,null,"Kontrol","TR71"]
["1SVR730020R3100","CT-MVS.12S Time relay, multifunction",4200,null,"Kontrol","TR71"]
["1SDA066728R1","A1N 125 TMF 70-700 3p F F               ",4208,null,"Formula","TR70"]
["1SDA066729R1","A1N 125 TMF 80-800 3p F F               ",4208,null,"Formula","TR70"]
["1SDA066730R1","A1N 125 TMF 90-900 3p F F               ",4208,null,"Formula","TR70"]
["1SDA066731R1","A1N 125 TMF 100-1000 3p F F             ",4208,null,"Formula","TR70"]
["2TLA020051R5900","Adam OSSD-Reset M12-8 contact",4211,null,"Safety","TR71"]
["2TLA030051R0400","Smile 10 EA",4211,null,"Safety","TR71"]
["1SDA054927R1","RHD_EM T4-T5 F/P EMER. DIRECT           ",4221,null,"Tmax","TR70"]
["2CSM208141R1000","AW1CO-R-120m",4238,null,"Din Rail","TR75"]
["1SAJ929230R0015","CDP23.150 Cable ETH-X1/X4-UMC100.3",4247,null,"Kontrol","TR71"]
["1SDA055038R1","KIT ES T5 6pcs                          ",4267,null,"Tmax","TR70"]
["2CCG001228R0001","S 801 P-C 125",4280,null,"Din Rail","TR72"]
["2CSM277352R1801","E 91N/125",4311,null,"Din Rail","TR75"]
["1SVR730180R0300","CT-APS.21S Time relay, OFF-delay",4314,null,"Kontrol","TR71"]
["1SBL347001R1311","AF40-30-11-13 100-250V50/60HZ-DC Contactor",4316,null,"Kontrol","TR71"]
["1SCA104913R1001","OT40F3C",4328,null,"Switch","TR79"]
["1SDA066758R1","A1N 125 TMF 20-400 4p F F               ",4338,null,"Formula","TR70"]
["1SDA068764R1","A1N 125 TMF 32-400 4p F F               ",4338,null,"Formula","TR70"]
["1SDA066761R1","A1N 125 TMF 40-400 4p F F               ",4338,null,"Formula","TR70"]
["1SDA066762R1","A1N 125 TMF 50-500 4p F F               ",4338,null,"Formula","TR70"]
["1SDA068775R1","A1N 125 TMF 63-630 4p F F               ",4338,null,"Formula","TR70"]
["1SL1106A00","MISTRAL65 opak kapak dağıtım kutusu 36M 3F",4343,null,"Sigorta Kutusu","TR76"]
["1SL1206A00","MISTRAL65 şeffaf kapak dağıtım kutusu 36M 3F",4343,null,"Sigorta Kutusu","TR76"]
["2TLA020051R5300","Adam DYN-Reset M12-5 contact",4345,null,"Safety","TR71"]
["1SVR427032R0000","CP-E 24/2.5  Power supply",4348,null,"Kontrol","TR71"]
["1SDA104832R1","RHD XT6 F/P STAND. DIRECT",4363,null,"Tmax XT","TR70"]
["1SDA104853R1","RHE XT6 F/P STAND. RETURNED",4363,null,"Tmax XT","TR70"]
["2TLA030054R0100","INCA 1 Emergency Stop",4364,null,"Safety","TR71"]
["2CDS253001R0804","S 203-C 80",4375,null,"Din Rail","TR72"]
["1SLM004100A1110","MISTRAL41F sıva altı opak kapak dağıtım kutusu 72M",4381,null,"Sigorta Kutusu","TR76"]
["1SLM004100A1210","MISTRAL41F sıva altı şeffaf kapak dağıtım kutusu 72M",4381,null,"Sigorta Kutusu","TR76"]
["1SPE007717F1110","MISTRAL41W sıva üstü opak kapak dağıtım kutusu 72M",4381,null,"Sigorta Kutusu","TR76"]
["1SPE007717F1120","MISTRAL41W sıva üstü şeffaf kapak dağıtım kutusu 72M",4381,null,"Sigorta Kutusu","TR76"]
["1SAM350000R1015","MS132-32 Manual Motor Starter",4402,null,"Kontrol","TR71"]
["2CDS383001R0104","S 303 P-C 10",4405,null,"Din Rail","TR72"]
["2CDS383001R0164","S 303 P-C 16",4405,null,"Din Rail","TR72"]
["2CDS383001R0204","S 303 P-C 20",4405,null,"Din Rail","TR72"]
["2CDS383001R0254","S 303 P-C 25",4405,null,"Din Rail","TR72"]
["1SBL241024R8010","UA26-30-10RA 220-230V 50Hz / 230-240V 60Hz",4413,null,"Kontrol","TR71"]
["2CTB812052R1500","OVR PV T1-T2 5-1500 C QS",4418,null,"Din Rail","TR72"]
["1SDA068187R1","XT2 P FP 3p EF                          ",4428,null,"Tmax XT","TR70"]
["1SDA068192R1","XT3 P FP 3p EF                          ",4428,null,"Tmax XT","TR70"]
["2TLA030051R0200","Smile 12 EA",4442,null,"Safety","TR71"]
["1SCA105338R1001","OT63F3C",4447,null,"Switch","TR79"]
["2CSF204401R1250","F204 A-25/0.03 AP-R",4447,null,"Din Rail","TR75"]
["1SDA104707R1","Kit P MP XT5 400A 3p",4473,null,"Tmax XT","TR70"]
["1SDA073781R1","MOC MECC.OPERATION COUNTER E2.2...E6.2  ",4492,null,"Emax 2","TR70"]
["2TLA010040R0000","SENTRY BSR10 24VDC",4501,null,"Safety","TR71"]
["2TLA010040R0200","SENTRY BSR11 24VDC",4501,null,"Safety","TR71"]
["2CSF204401R1400","F204 A-40/0.03 AP-R",4511,null,"Din Rail","TR75"]
["1SDA068196R1","XT4 P FP 3p EF                          ",4523,null,"Tmax XT","TR70"]
["2CSF202001R1800","F202 AC-80/0.03",4525,null,"Din Rail","TR75"]
["1SVR427043R1200","CP-D 12/2.1 Power supply",4571,null,"Kontrol","TR71"]
["2CSG060100R1211","TR2",4578,null,"Din Rail","TR75"]
["2TLA030050R0000","Smile 11 EA Tina",4589,null,"Safety","TR71"]
["2TLA030050R0100","Smile 11 EAR Tina",4589,null,"Safety","TR71"]
["1SAZ911201R1003","TF96-68 Thermal Overload Relay",4592,null,"Kontrol","TR71"]
["2TLA020051R5700","Adam OSSD-Info M12-8 contact",4598,null,"Safety","TR71"]
["1SDA104849R1","RHE_EM XT5 F EMER. RETURNED",4606,null,"Tmax XT","TR70"]
["2CCA880210R0001","CMS-120PS",4607,null,"Din Rail","TR75"]
["2CCA880211R0001","CMS-121PS",4607,null,"Din Rail","TR75"]
["2CCA880212R0001","CMS-122PS",4607,null,"Din Rail","TR75"]
["2CCA880222R0001","CMS-122CA",4607,null,"Din Rail","TR75"]
["2CCA880220R0001","CMS-120CA",4607,null,"Din Rail","TR75"]
["2CCA880221R0001","CMS-121CA",4607,null,"Din Rail","TR75"]
["1SDA104798R1","AUX-C 3Q+1SY 250V AC XT5 W",4608,null,"Tmax XT","TR70"]
["1SAJ929230R0030","CDP23.300 Cable ETH-X1/X4-UMC100.3",4615,null,"Kontrol","TR71"]
["2CSS200911R0002","S2C-UA 24 AC",4615,null,"Din Rail","TR72"]
["2CSS200911R0004","S2C-UA110",4615,null,"Din Rail","TR72"]
["1SCA022785R7020","OTZC33",4633,null,"Switch","TR79"]
["1SEP620010R1000","ZLBM00-1P-M8",4661,null,"Switch","TR79"]
["1SEP620010R3000","ZLBM00-3P-M8",4661,null,"Switch","TR79"]
["2CCA880109R0001","CMS-102CA",4665,null,"Din Rail","TR75"]
["2CCA880108R0001","CMS-101CA",4665,null,"Din Rail","TR75"]
["2CCA880100R0001","CMS-100PS",4665,null,"Din Rail","TR75"]
["2CCA880101R0001","CMS-101PS",4665,null,"Din Rail","TR75"]
["2CCA880102R0001","CMS-102PS",4665,null,"Din Rail","TR75"]
["2CCA880107R0001","CMS-100CA",4665,null,"Din Rail","TR75"]
["1SDA066732R1","A1N 125 TMF 125-1250 3p F F             ",4698,null,"Formula","TR70"]
["1SDA066438R1","AUX-C 2Q+2SY+1S51 250Vac/dc XT2-XT4 F/P ",4698,null,"Tmax XT","TR70"]
["1SDA066439R1","AUX-C 2Q+2SY+1S51 250Vac/dc XT2-XT4 W   ",4698,null,"Tmax XT","TR70"]
["2CDL240101R1058","PS 4/58 N",4704,null,"Din Rail","TR72"]
["1SDA060405R1","RHD T6 F STAND. DIRECT                  ",4714,null,"Tmax","TR70"]
["1SDA060409R1","RHE T6 F STAND. RETURNED                ",4714,null,"Tmax","TR70"]
["2CDS253001R0824","S 203-C 100",4719,null,"Din Rail","TR72"]
["2CDS253001R0805","S 203-B 80",4732,null,"Din Rail","TR72"]
["1SVR730020R3300","CT-MVS.22S Time relay, multifunction",4737,null,"Kontrol","TR71"]
["1SVR730010R3200","CT-MBS.22S Time relay, multifunction",4737,null,"Kontrol","TR71"]
["2CDS272061R0504","S 202 M-C 50UC",4741,null,"Din Rail","TR72"]
["2CSF204001R3800","F204 AC-80/0.3",4741,null,"Din Rail","TR75"]
["2TLA030050R0900","Smile 11 EC Tina",4754,null,"Safety","TR71"]
["2TLA030050R0400","Smile 10 EA Tina",4778,null,"Safety","TR71"]
["1SDA066543R1","A2N 250 TMF 160-1600 2p F F             ",4784,null,"Formula","TR70"]
["2CSF202201R3400","F202 A S-40/0.3",4798,null,"Din Rail","TR75"]
["1SCA135139R1001","OT160G03P",4810,null,"Switch","TR79"]
["1SCA117038R1001","OMZC04",4810,null,"Switch","TR79"]
["1SDA054843R1","KIT MP T5 400 P 3p                      ",4831,null,"Tmax","TR70"]
["1SBL296001R2100","AF38Z-30-00-21 24-60V50/60HZ 20-60VDC Contactor",4868,null,"Kontrol","TR71"]
["1SDA104836R1","RHD_EM XT6 F/P EMER. DIRECT",4872,null,"Tmax XT","TR70"]
["1SDA104834R1","RHD XT6 W STAND. DIRECT",4872,null,"Tmax XT","TR70"]
["1SDA104837R1","RHD_EM XT6 W EMER. DIRECT",4872,null,"Tmax XT","TR70"]
["1SDA104859R1","RHE_EM XT6 F EMER. RETURNED",4872,null,"Tmax XT","TR70"]
["1SDA104854R1","RHE XT6 W STAND. RETURNED",4872,null,"Tmax XT","TR70"]
["1SDA104860R1","RHE_EM XT6 W EMER. RETURNED",4872,null,"Tmax XT","TR70"]
["1SDA104931R1","YO-C XT5 W 380...525 Vac",4886,null,"Tmax XT","TR70"]
["2CSM222531R1000","DW1",4923,null,"Din Rail","TR75"]
["2CDS272061R0634","S 202 M-C 63UC",4923,null,"Din Rail","TR72"]
["2CDS383001R0324","S 303 P-C 32",4954,null,"Din Rail","TR72"]
["1SDA054930R1","RHE_EM T4-T5 F/P EMER. RETURNED         ",4978,null,"Tmax","TR70"]
["2TLA020056R8100","M12-C101HE 10m cable M12 female",4983,null,"Safety","TR71"]
["1SAE351111R0620","ESB63-20N-06 Installation Contactor",4987,null,"Kontrol","TR71"]
["1SAE351111R0631","ESB63-31N-06 Installation Contactor",4987,null,"Kontrol","TR71"]
["1SAE351111R0640","ESB63-40N-06 Installation Contactor",4987,null,"Kontrol","TR71"]
["2CDS382001R0504","S 302 P-C 50",4988,null,"Din Rail","TR72"]
["1SDA104809R1","AUX-C 3Q+1SY 250V AC XT6 W",4998,null,"Tmax XT","TR70"]
["2TLA030050R0200","Smile 12 EA Tina",4998,null,"Safety","TR71"]
["2CSS200911R0005","S2C-UA 230 AC",5005,null,"Din Rail","TR72"]
["1SCA115920R1001","OHB274J12",5015,null,"Switch","TR79"]
["1SAZ911201R1004","TF96-78 Thermal Overload Relay",5025,null,"Kontrol","TR71"]
["1SVR427045R0400","CP-D 24/4.2 Power supply",5030,null,"Kontrol","TR71"]
["1SVR427033R3000","CP-E 5/3.0  Power supply",5030,null,"Kontrol","TR71"]
["1SDA062111R1","AUP T7-T7M-X1 250Va.c. (2INS+2TEST+2EXT)",5033,null,"Tmax","TR70"]
["2CSF202001R3900","F202 AC-100/0.3",5035,null,"Din Rail","TR75"]
["2CSF202201R3630","F202 A S-63/0.3",5040,null,"Din Rail","TR75"]
["2TLA030054R1400","Inca 1 EC Tina",5082,null,"Safety","TR71"]
["1SCA104934R1001","OT40F4C",5094,null,"Switch","TR79"]
["1SVR320361R1000","CP-S.1 24/3.0 Power supply",5097,null,"Kontrol","TR71"]
["1SAZ911201R1005","TF96-87 Thermal Overload Relay",5129,null,"Kontrol","TR71"]
["1SDA066753R1","A1C 125 TMF 80-800 4p F F               ",5141,null,"Formula","TR70"]
["1SDA066755R1","A1C 125 TMF 100-1000 4p F F             ",5141,null,"Formula","TR70"]
["1SDA105203R1","Ekip Cartridge 2 slots XT2-XT4-XT5",5204,null,"Tmax XT","TR70"]
["2CDS383001R0024","S 303 P-C 2",5231,null,"Din Rail","TR72"]
["2CDS383001R0034","S 303 P-C 3",5231,null,"Din Rail","TR72"]
["2CDS383001R0044","S 303 P-C 4",5231,null,"Din Rail","TR72"]
["2CDS383001R0064","S 303 P-C 6",5231,null,"Din Rail","TR72"]
["1SVR730021R2300","CT-MVS.23S Time relay, multifunction",5251,null,"Kontrol","TR71"]
["1SDA068200R1","XT2 W FP 3p EF                          ",5265,null,"Tmax XT","TR70"]
["1SBL347001R1111","AF40-30-11-11 24-60V50/60HZ 20-60VDC Contactor",5296,null,"Kontrol","TR71"]
["1SAZ431201R1001","TF140DU-90 Thermal Overload Relay",5296,null,"Kontrol","TR71"]
["2CDS253001R0825","S 203-B 100",5297,null,"Din Rail","TR72"]
["1SVR730020R0200","CT-MVS.21S Time relay, multifunction",5300,null,"Kontrol","TR71"]
["2CTB815708R1200","OVR T2 80-275s P QS",5312,null,"Din Rail","TR72"]
["1SDA104951R1","YU-C XT5 W 220..240 Vac - 220..250 Vdc",5313,null,"Tmax XT","TR70"]
["1SDA104952R1","YU-C XT5 W 380...440 Vac",5313,null,"Tmax XT","TR70"]
["2GCA296700A0031","QCap F5 V424 Q13.3 N3",5320,null,"LVNQ","TR70"]
["1SCA101001R1001","OMZC2",5324,null,"Switch","TR79"]
["1SAJ510004R0002","UMCPAN-CAB.150",5351,null,"Kontrol","TR71"]
["1SDA068194R1","XT3 P FP 4p EF                          ",5366,null,"Tmax XT","TR70"]
["1SDA066287R1","KIT W MP XT4 4p                         ",5366,null,"Tmax XT","TR70"]
["1SAZ421201R1001","TA200DU-90 Thermal Overload Relay",5374,null,"Kontrol","TR71"]
["2CSF204401R1630","F204 A-63/0.03 AP-R",5390,null,"Din Rail","TR75"]
["1SDA066988R1","Ekip TT Emax 2/XT2-XT4                  ",5395,null,"Emax 2","TR70"]
["1SDA066782R1","A2N 250 TMF 160-1600 3p F F             ",5400,null,"Formula","TR70"]
["1SDA066765R1","A1N 125 TMF 80-800 4p F F               ",5413,null,"Formula","TR70"]
["1SDA066767R1","A1N 125 TMF 100-1000 4p F F             ",5413,null,"Formula","TR70"]
["1SVR427032R1000","CP-E 12/2.5  Power supply",5437,null,"Kontrol","TR71"]
["2CDS382001R0634","S 302 P-C 63",5438,null,"Din Rail","TR72"]
["1SVR730030R3300","CT-MXS.22S Time relay, multifunction",5439,null,"Kontrol","TR71"]
["1SVR730010R0200","CT-MFS.21S Time relay, multifunction",5439,null,"Kontrol","TR71"]
["1SBL367001R1311","AF52-30-11-13 100-250V50/60HZ-DC Contactor",5445,null,"Kontrol","TR71"]
["1SBL297201R1300","AF38-40-00-13 100-250V50/60HZ-DC Contactor",5487,null,"Kontrol","TR71"]
["1SVR427034R0000","CP-E 24/5.0 Power supply",5492,null,"Kontrol","TR71"]
["1SDA066756R1","A1C 125 TMF 125-1250 4p F F             ",5500,null,"Formula","TR70"]
["1SAX221001R1101","EF45-30 Electronic Overload Relay",5520,null,"Kontrol","TR71"]
["2CDS383001R0014","S 303 P-C 1",5531,null,"Din Rail","TR72"]
["2TLA010050R0000","SENTRY SSR10 24VDC",5532,null,"Safety","TR71"]
["2TLA010061R0000","SENTRY TSR20 24VDC",5532,null,"Safety","TR71"]
["1SDA104760R1","KIT R- REAR TERMINALS - XT5 3pcs",5538,null,"Tmax XT","TR70"]
["1SVR427030R2000","CP-E 48/0.62  Power supply",5538,null,"Kontrol","TR71"]
["1SDA068190R1","XT2 P FP 4p EF                          ",5558,null,"Tmax XT","TR70"]
["1SDA104823R1","AUE XT7 early contacts in closing",5633,null,"Tmax XT","TR70"]
["1SDA104878R1","IP54RHD XT7 PROTECT. IP54 ROT.HANDL",5633,null,"Tmax XT","TR70"]
["2CSM229911R1341","TL1 Pole",5638,null,"Din Rail","TR75"]
["1SDA073746R1","YR 220 VAC/DC E1.2-XT7M                 ",5643,null,"Emax 2","TR70"]
["2CDS383001R0404","S 303 P-C 40",5658,null,"Din Rail","TR72"]
["1SDA073674R1","YO E1.2..E6.2-XT7-XT7M 220-240 VAC/DC   ",5665,null,"Emax 2","TR70"]
["1SDA073687R1","YC E1.2..E6.2-XT7M 220-240 VAC/DC       ",5665,null,"Emax 2","TR70"]
["1SDA105117R1","MIR-H XT5 MECH,LOCK REAR HO. 2 C.BREAKER",5693,null,"Tmax XT","TR70"]
["1SAZ911201R1006","TF96-96 Thermal Overload Relay",5693,null,"Kontrol","TR71"]
["1SDA054737R1","T4 P FP 3p EF                           ",5710,null,"Tmax","TR70"]
["2CSG080100R1211","TR3",5724,null,"Din Rail","TR75"]
["1SDA062110R1","AUP T7-T7M-X1 24Vd.c. (2INS+2TEST+2EXT) ",5758,null,"Tmax","TR70"]
["2GCA296763A0031","QCap F5 V440 Q5 N3",5787,null,"LVNQ","TR70"]
["1SDA066768R1","A1N 125 TMF 125-1250 4p F F             ",5796,null,"Formula","TR70"]
["1SCA022716R0180","OFS260",5800,null,"Switch","TR79"]
["1SCA022715R9920","OFS690",5800,null,"Switch","TR79"]
["1SDA104708R1","Kit P MP XT5 400A 4p",5810,null,"Tmax XT","TR70"]
["1SCA129042R1001","OTS4000G1L/3",5824,null,"Switch","TR79"]
["1SDA114039R1","Wi-fi/Bluetooth antenna",5825,null,"Emax 2","TR70"]
["1SDA114041R1","Metal Mounting brackets",5825,null,"Emax 2","TR70"]
["2GCA296674A0031","QCap F5 V400 Q3.8 N3",5837,null,"LVNQ","TR70"]
["1SVR730850R0300","CM-ENS.31S Liquid level monitoring relay",5848,null,"Kontrol","TR71"]
["1SDA068198R1","XT4 P FP 4p EF                          ",5873,null,"Tmax XT","TR70"]
["2GCA296676A0031","QCap F5 V430 Q4 N3",5882,null,"LVNQ","TR70"]
["2GCA296773A0031","QCap F5 V440 Q7.5 N3",5888,null,"LVNQ","TR70"]
["1SAZ421201R1002","TA200DU-110 Thermal Overload Relay",5895,null,"Kontrol","TR71"]
["1SVR730831R1300","CM-ESS.1S Voltage monitoring relay",5895,null,"Kontrol","TR71"]
["2GCA296679A0031","QCap F5 V400 Q5 N3",5898,null,"LVNQ","TR70"]
["1SDA068204R1","XT4 W FP 3p EF                          ",5912,null,"Tmax XT","TR70"]
["2GCA296820A0031","QCap F5 V480 Q12.5 N3",5924,null,"LVNQ","TR70"]
["2GCA296684A0031","QCap F5 V400 Q6.3 N3",5940,null,"LVNQ","TR70"]
["2GCA296783A0031","QCap F5 V440 Q12.5 N3",5947,null,"LVNQ","TR70"]
["2CCA880119R0001","CMS-202CA",5950,null,"Din Rail","TR75"]
["2CCA880118R0001","CMS-201CA",5950,null,"Din Rail","TR75"]
["2CCA880117R0001","CMS-200CA",5950,null,"Din Rail","TR75"]
["1SDA063548R1","SOR T7-T7M-X1 220...240Va.c./d.c.       ",5970,null,"Tmax","TR70"]
["1SDA063550R1","SCR T7M-X1 220...240Va.c./d.c.          ",5970,null,"Tmax","TR70"]
["2GCA296689A0031","QCap F5 V400 Q7.5 N3",5979,null,"LVNQ","TR70"]
["2CDS254001R0804","S 204-C 80",6034,null,"Din Rail","TR72"]
["1SCA022785R7110","OTZC34",6039,null,"Switch","TR79"]
["2GCA296694A0031","QCap F5 V400 Q10 N3",6049,null,"LVNQ","TR70"]
["1SDA066783R1","A2N 250 TMF 175-1750 3p F F             ",6055,null,"Formula","TR70"]
["1SVR320561R1000","CP-S.1 24/5.0 Power supply",6076,null,"Kontrol","TR71"]
["2TLA010051R0000","SENTRY SSR20 24VDC",6076,null,"Safety","TR71"]
["1SAJ510002R0002","UMCPAN-CAB.300",6086,null,"Kontrol","TR71"]
["2GCA296699A0031","QCap F5 V400 Q12.5 N3",6093,null,"LVNQ","TR70"]
["1SDA073700R1","YU E1.2..E6.2-XT7-XT7M 220-240 VAC/DC   ",6097,null,"Emax 2","TR70"]
["2CTB815708R0000","OVR T2 80-275s P TS QS",6098,null,"Din Rail","TR72"]
["2GCA296681A0031","QCap F5 V430 Q5.4 N3",6105,null,"LVNQ","TR70"]
["2GCA296703A0031","QCap F5 V465 Q14.5 N3",6105,null,"LVNQ","TR70"]
["1SVR730712R1200","CM-MSS.41S Therm. motor protec. relay",6126,null,"Kontrol","TR71"]
["1SCA105369R1001","OT63F4C",6137,null,"Switch","TR79"]
["1SDA054946R1","MIR-HB T4-T5                            ",6149,null,"Tmax","TR70"]
["2CTB815708R2800","OVR T2 N 80-275s C QS",6151,null,"Din Rail","TR72"]
["2GCA296686A0031","QCap F5 V430 Q6.7 N3",6153,null,"LVNQ","TR70"]
["1SAZ431201R1002","TF140DU-110 Thermal Overload Relay",6171,null,"Kontrol","TR71"]
["2GCA296704A0031","QCap F5 V400 Q15 N3",6195,null,"LVNQ","TR70"]
["2GCA296788A0031","QCap F5 V440 Q15 N3",6195,null,"LVNQ","TR70"]
["2GCA296847A0031","QCap F5 V525 Q10 N3",6195,null,"LVNQ","TR70"]
["1SBL297201R1100","AF38-40-00-11 24-60V50/60HZ 20-60VDC Contactor",6200,null,"Kontrol","TR71"]
["2GCA296691A0031","QCap F5 V430 Q8.1 N3",6209,null,"LVNQ","TR70"]
["1SCA125821R1001","OTDC100E11",6228,null,"Switch","TR79"]
["2GCA296696A0031","QCap F5 V430 Q10.8 N3",6231,null,"LVNQ","TR70"]
["2GCA296825A0031","QCap F5 V480 Q15 N3",6258,null,"LVNQ","TR70"]
["1SDA104709R1","Kit P MP XT5 630A 3p",6272,null,"Tmax XT","TR70"]
["1SDA054844R1","KIT MP T5 400 P 4p                      ",6272,null,"Tmax","TR70"]
["1SAX221001R1102","EF45-45 Electronic Overload Relay",6272,null,"Kontrol","TR71"]
["2CSM277502R1801","E 93/125",6300,null,"Din Rail","TR75"]
["1SDA104838R1","RHD XT7 F/W STAND. DIRECT",6318,null,"Tmax XT","TR70"]
["1SDA104863R1","RHE XT7 F/W STAND. RETURNED",6318,null,"Tmax XT","TR70"]
["2CTB803972R1200","OVR T2-T3 1N 20-275 P QS",6318,null,"Din Rail","TR72"]
["2GCA296701A0031","QCap F5 V430 Q13.4 N3",6364,null,"LVNQ","TR70"]
["1SL1107A00","MISTRAL65 opak kapak dağıtım kutusu 48M",6382,null,"Sigorta Kutusu","TR76"]
["1SL1207A00","MISTRAL65 şeffaf kapak dağıtım kutusu 48M",6382,null,"Sigorta Kutusu","TR76"]
["2TLA030052R0000","Smile 11 EA AS-i",6397,null,"Safety","TR71"]
["1SDA067411R1","XT1N 160 TMD 32-450 3p F F              ",6409,null,"Tmax XT","TR70"]
["1SDA067412R1","XT1N 160 TMD 40-450 3p F F              ",6409,null,"Tmax XT","TR70"]
["1SDA067413R1","XT1N 160 TMD 50-500 3p F F              ",6409,null,"Tmax XT","TR70"]
["1SDA067414R1","XT1N 160 TMD 63-630 3p F F              ",6409,null,"Tmax XT","TR70"]
["1SDA067415R1","XT1N 160 TMD 80-800 3p F F              ",6409,null,"Tmax XT","TR70"]
["1SDA067416R1","XT1N 160 TMD 100-1000 3p F F            ",6409,null,"Tmax XT","TR70"]
["2CDS384001R0104","S 304 P-C 10",6410,null,"Din Rail","TR72"]
["2CDS384001R0164","S 304 P-C 16",6410,null,"Din Rail","TR72"]
["2CDS384001R0204","S 304 P-C 20",6410,null,"Din Rail","TR72"]
["2CDS384001R0254","S 304 P-C 25",6410,null,"Din Rail","TR72"]
["2GCA296709A0031","QCap F5 V400 Q20 N3",6411,null,"LVNQ","TR70"]
["2GCA296702A0031","QCap F5 V457 Q14.3 N3",6411,null,"LVNQ","TR70"]
["2GCA296852A0031","QCap F5 V525 Q12.5 N3",6422,null,"LVNQ","TR70"]
["1SDA063552R1","UVR T7-T7M-X1 220...240Va.c./d.c.       ",6426,null,"Tmax","TR70"]
["1SAZ431201R1003","TF140DU-135 Thermal Overload Relay",6434,null,"Kontrol","TR71"]
["1SEP600122R0002","XLP2-1P-2BC",6470,null,"Switch","TR79"]
["1SVR730784R2300","CM-PSS.31S Three-phase monitoring relay",6512,null,"Kontrol","TR71"]
["1SDA104762R1","KIT R- REAR TERMINALS - XT6 3pcs",6520,null,"Tmax XT","TR70"]
["2CMA103571R1000","C11 110-101",6533,null,"Din Rail","TR75"]
["2GCA296857A0031","QCap F5 V525 Q15 N3",6547,null,"LVNQ","TR70"]
["1SDA066545R1","A2N 250 TMF 200-2000 2p F F             ",6564,null,"Formula","TR70"]
["1SDA066547R1","A2N 250 TMF 250-2500 2p F F             ",6564,null,"Formula","TR70"]
["1SVR730841R1200","CM-SRS.11S Current monitoring relay",6566,null,"Kontrol","TR71"]
["1SVR730841R1300","CM-SRS.12S Current monitoring relay",6566,null,"Kontrol","TR71"]
["2CTB803972R1100","OVR T2 1N 40 275 P QS",6600,null,"Din Rail","TR72"]
["1SDA074172R1","EKIP SUPPLY 110-240VAC/DC E1.2..E6.2-XT ",6601,null,"Emax 2","TR70"]
["1SDA074173R1","EKIP SUPPLY 24-48VDC E1.2..E6.2-Tmax XT ",6601,null,"Emax 2","TR70"]
["1SDA073749R1","YR 220 VAC/DC E2.2...E6.2               ",6601,null,"Emax 2","TR70"]
["1SL1108A00","MISTRAL65 opak kapak dağıtım kutusu 54M",6648,null,"Sigorta Kutusu","TR76"]
["1SL1208A00","MISTRAL65 şeffaf kapak dağıtım kutusu 54M",6648,null,"Sigorta Kutusu","TR76"]
["1SBL367001R1111","AF52-30-11-11 24-60V50/60HZ 20-60VDC Contactor",6650,null,"Kontrol","TR71"]
["1SCA105402R1001","OT80F3C",6658,null,"Switch","TR79"]
["2CDS254001R0824","S 204-C 100",6666,null,"Din Rail","TR72"]
["1SBL281024R8010","UA30-30-10RA 220-230V 50Hz / 230-240V 60Hz",6668,null,"Kontrol","TR71"]
["1SDA073892R1","Lever interlock E6.2 4p                 ",6689,null,"Emax 2","TR70"]
["2GCA296778A0031","QCap F5 V440 Q10 N3",6696,null,"LVNQ","TR70"]
["1SCA120156R1001","OMZB48",6699,null,"Switch","TR79"]
["2CTB815710R2600","OVR T1-T2 12.5-275s C QS",6708,null,"Din Rail","TR72"]
["2CSF204001R1800","F204 AC-80/0.03",6726,null,"Din Rail","TR75"]
["2GCA296706A0031","QCap F5 V430 Q16.1 N3",6753,null,"LVNQ","TR70"]
["2CTB803972R0500","OVR T2 1N 40 275 P TS QS",6768,null,"Din Rail","TR72"]
["1SDA054847R1","KIT MP T5 630 P 3p                      ",6773,null,"Tmax","TR70"]
["1SDA073895R1","Support F/FP Type A,B,D E2.2…E6.2       ",6781,null,"Emax 2","TR70"]
["2CCG001229R0001","S 802 P-C 80",6816,null,"Din Rail","TR72"]
["2CCG001230R0001","S 802 P-C 100",6816,null,"Din Rail","TR72"]
["1SDA062120R1","RHD T7 F/W NORM. DIRECT                 ",6822,null,"Tmax","TR70"]
["1SDA062122R1","RHE T7 F/W NORM. RETURNED               ",6822,null,"Tmax","TR70"]
["1SDA068202R1","XT2 W FP 4p EF                          ",6866,null,"Tmax XT","TR70"]
["1SEP600117R0002","XLP1-2P-4BC",6915,null,"Switch","TR79"]
["2GCA296711A0031","QCap F5 V430 Q21.5 N3",6919,null,"LVNQ","TR70"]
["2CCS800900R0241","S800-UVR36",6930,null,"Din Rail","TR72"]
["2CCS800900R0261","S800-UVR130",6930,null,"Din Rail","TR72"]
["2CCS800900R0271","S800-UVR250",6930,null,"Din Rail","TR72"]
["1SDA073871R1","HTC high terminal covers E1.2 3p 2pcs   ",6936,null,"Emax 2","TR70"]
["1SCA022712R0800","OT200E03P",6957,null,"Switch","TR79"]
["1SVR730830R0300","CM-ESS.1S Voltage monitoring relay",6958,null,"Kontrol","TR71"]
["2CSM222491R1000","DWTL1",6959,null,"Din Rail","TR75"]
["1SDA104840R1","RHD_EM XT7 F/W EMER. DIRECT",6978,null,"Tmax XT","TR70"]
["2TLA010050R0100","SENTRY SSR10M 85-265VAC/120-375VDC",7002,null,"Safety","TR71"]
["2CSF202001R1900","F202 AC-100/0.03",7012,null,"Din Rail","TR75"]
["1SYG207591R4051","M1M 12",7023,null,"Din Rail","TR75"]
["1SDA104866R1","RHE_EM XT7 F/W EMER. RETURNED",7042,null,"Tmax XT","TR70"]
["1SDA066794R1","A2N 250 TMF 160-1600 4p F F             ",7054,null,"Formula","TR70"]
["1SVR427031R2000","CP-E 48/1.25  Power supply",7081,null,"Kontrol","TR71"]
["1SAZ421201R1003","TA200DU-135 Thermal Overload Relay",7100,null,"Kontrol","TR71"]
["2TLA010060R0000","SENTRY TSR10 24VDC",7101,null,"Safety","TR71"]
["1SDA066637R1","MIR-HR XT1..XT4                         ",7133,null,"Tmax XT","TR70"]
["1SBL387001R1311","AF65-30-11-13 100-250V50/60HZ-DC Contactor",7145,null,"Kontrol","TR71"]
["2CDS384001R0324","S 304 P-C 32",7161,null,"Din Rail","TR72"]
["2TLA010061R0100","SENTRY TSR20M 85-265VAC/120-375VDC",7163,null,"Safety","TR71"]
["2GCA296714A0031","QCap F5 V400 Q25 N3",7171,null,"LVNQ","TR70"]
["1SDA073756R1","AUX 6Q 400VAC E2.2...E6.2               ",7183,null,"Emax 2","TR70"]
["1SEP408149R0004","ZLBM/XLBM CT rear side with Cu Tube 600A/5A 5VA cl.1 (3pcs)",7186,null,"Switch","TR79"]
["2CSF202401R1800","F202 A-80/0.03 AP-R",7199,null,"Din Rail","TR75"]
["1SCA123745R1001","OTDC160E11",7233,null,"Switch","TR79"]
["1SVR730841R1400","CM-SRS.21S Current monitoring relay",7235,null,"Kontrol","TR71"]
["1SVR730841R1500","CM-SRS.22S Current monitoring relay",7235,null,"Kontrol","TR71"]
["2GCA296799A0031","QCap F5 V440 Q30 N3",7242,null,"LVNQ","TR70"]
["1SEP101891R0002","XLP1-6BC",7273,null,"Switch","TR79"]
["2GCA296793A0031","QCap F5 V440 Q20 N3",7277,null,"LVNQ","TR70"]
["1SCA114581R1001","OS32GD12P",7307,null,"Switch","TR79"]
["2CSA255901R9104","S-ARC1 C10",7340,null,"Din Rail","TR72"]
["2CSA255901R9134","S-ARC1 C13",7340,null,"Din Rail","TR72"]
["2CSA255901R9164","S-ARC1 C16",7340,null,"Din Rail","TR72"]
["2CSA255901R9204","S-ARC1 C20",7340,null,"Din Rail","TR72"]
["2CSA255901R9254","S-ARC1 C25",7340,null,"Din Rail","TR72"]
["2CSA255901R9324","S-ARC1 C32",7340,null,"Din Rail","TR72"]
["2CSA255901R9404","S-ARC1 C40",7340,null,"Din Rail","TR72"]
["1SEP620011R1000","ZLBM1-1P-M12",7353,null,"Switch","TR79"]
["1SEP620011R3000","ZLBM1-3P-M12",7353,null,"Switch","TR79"]
["1SDA104761R1","KIT R- REAR TERMINALS - XT5 4pcs",7368,null,"Tmax XT","TR70"]
["2GCA296796A0031","QCap F5 V440 Q25 N3",7401,null,"LVNQ","TR70"]
["1SDA066784R1","A2N 250 TMF 200-2000 3p F F             ",7426,null,"Formula","TR70"]
["1SEP622028R0002","ZLBM2-1P-BC-Right                   ",7438,null,"Switch","TR79"]
["1SEP622028R0001","ZLBM2-3P-BC-Right",7438,null,"Switch","TR79"]
["1SDA080833R1","XT1S 160 TMD 32-450 3p F F              ",7439,null,"Tmax XT","TR70"]
["1SDA080834R1","XT1S 160 TMD 40-450 3p F F              ",7439,null,"Tmax XT","TR70"]
["1SDA067431R1","XT1S 160 TMD 50-500 3p F F              ",7439,null,"Tmax XT","TR70"]
["1SDA067432R1","XT1S 160 TMD 63-630 3p F F              ",7439,null,"Tmax XT","TR70"]
["1SDA067433R1","XT1S 160 TMD 80-800 3p F F              ",7439,null,"Tmax XT","TR70"]
["1SDA067434R1","XT1S 160 TMD 100-1000 3p F F            ",7439,null,"Tmax XT","TR70"]
["1SEP408149R0001","ZLBM/XLBM CT rear side with Cu Tube 160/5A  2,5VA Cl.1 (3pcs)",7465,null,"Switch","TR79"]
["2TLA050056R4120","SENSE7Z SS 2m KABEL 2NC/1NO LED",7467,null,"Safety","TR71"]
["2CSF204201R3400","F204 A S-40/0.3",7472,null,"Din Rail","TR75"]
["1SDA054740R1","T4 P FP 4p EF                           ",7495,null,"Tmax","TR70"]
["2CDS383001R0504","S 303 P-C 50",7505,null,"Din Rail","TR72"]
["1SCA125626R1001","OTDC200E11",7535,null,"Switch","TR79"]
["1SAZ421201R1004","TA200DU-150 Thermal Overload Relay",7539,null,"Kontrol","TR71"]
["1SVR730774R3300","CM-PAS.41S Three-phase monitoring relay",7539,null,"Kontrol","TR71"]
["2CDS384001R0024","S 304 P-C 2",7552,null,"Din Rail","TR72"]
["2CDS384001R0034","S 304 P-C 3",7552,null,"Din Rail","TR72"]
["2CDS384001R0044","S 304 P-C 4",7552,null,"Din Rail","TR72"]
["2CDS384001R0064","S 304 P-C 6",7552,null,"Din Rail","TR72"]
["1SVR730884R1300","CM-MPS.31S Three-phase monitoring relay",7558,null,"Kontrol","TR71"]
["1SVR730885R3300","CM-MPS.21S Three-phase monitoring relay",7603,null,"Kontrol","TR71"]
["2GCA296715A0031","QCap F5 V424 Q26.5 N3",7634,null,"LVNQ","TR70"]
["2CSA255901R9064","S-ARC1 C6",7638,null,"Din Rail","TR72"]
["2GCA296717A0031","QCap F5 V457 Q28.6 N3",7642,null,"LVNQ","TR70"]
["1SAZ421201R1005","TA200DU-175 Thermal Overload Relay",7653,null,"Kontrol","TR71"]
["1SDA068206R1","XT4 W FP 4p EF                          ",7677,null,"Tmax XT","TR70"]
["1SDA073897R1","Support F/FP Type C E2.2…E6.2           ",7677,null,"Emax 2","TR70"]
["1SEP408149R0002","ZLBM/XLBM CT rear side with Cu Tube 200A/5A 3,75VA cl.1 (3pcs)",7699,null,"Switch","TR79"]
["1SVR730830R0400","CM-ESS.2S Voltage monitoring relay",7700,null,"Kontrol","TR71"]
["1SVR730831R1400","CM-ESS.2S Voltage monitoring relay",7700,null,"Kontrol","TR71"]
["2CSA255901R9105","S-ARC1 B10",7713,null,"Din Rail","TR72"]
["2CSA255901R9135","S-ARC1 B13",7713,null,"Din Rail","TR72"]
["2CSA255901R9165","S-ARC1 B16",7713,null,"Din Rail","TR72"]
["2CSA255901R9205","S-ARC1 B20",7713,null,"Din Rail","TR72"]
["2CSA255901R9255","S-ARC1 B25",7713,null,"Din Rail","TR72"]
["2CSA255901R9325","S-ARC1 B32",7713,null,"Din Rail","TR72"]
["2CSA255901R9405","S-ARC1 B40",7713,null,"Din Rail","TR72"]
["2GCA296716A0031","QCap F5 V430 Q26.9 N3",7725,null,"LVNQ","TR70"]
["2CSG110100R1211","TR4",7728,null,"Din Rail","TR75"]
["1SCA125865R1001","OTDC250E11",7734,null,"Switch","TR79"]
["2CSM222521R1000","DW2",7743,null,"Din Rail","TR75"]
["2GCA296893A0031","QCap F5 V690 Q10 N3",7746,null,"LVNQ","TR70"]
["1SVR730840R0200","CM-SRS.11S Current monitoring relay",7749,null,"Kontrol","TR71"]
["1SVR730840R0300","CM-SRS.12S Current monitoring relay",7749,null,"Kontrol","TR71"]
["1SVR730794R3300","CM-PVS.41S Three-phase monitoring relay",7749,null,"Kontrol","TR71"]
["1SVR730774R1300","CM-PAS.31S Three-phase monitoring relay",7749,null,"Kontrol","TR71"]
["1SDA067554R1","XT2S 160 TMA 40-400 3p F F              ",7768,null,"Tmax XT","TR70"]
["1SDA067555R1","XT2S 160 TMA 50-500 3p F F              ",7768,null,"Tmax XT","TR70"]
["1SDA067556R1","XT2S 160 TMA 63-630 3p F F              ",7768,null,"Tmax XT","TR70"]
["1SDA067557R1","XT2S 160 TMA 80-800 3p F F              ",7768,null,"Tmax XT","TR70"]
["1SDA067558R1","XT2S 160 TMA 100-1000 3p F F            ",7768,null,"Tmax XT","TR70"]
["1SAM451000R1015","MS165-42 Manual motor starter",7802,null,"Kontrol","TR71"]
["1SDA105204R1","Ekip Cartridge 4 slots XT2-XT4-XT5      ",7805,null,"Tmax XT","TR70"]
["1SEP408149R0003","ZLBM/XLBM CT rear side with Cu Tube 400A/5A 5VA cl.1 (3pcs)",7824,null,"Switch","TR79"]
["1SDA114040R1","Cellular antenna",7829,null,"Emax 2","TR70"]
["1SAZ431201R1004","TF140DU-142 Thermal Overload Relay",7830,null,"Kontrol","TR71"]
["1SAZ421201R1006","TA200DU-200 Thermal Overload Relay",7830,null,"Kontrol","TR71"]
["1SDA066785R1","A2N 250 TMF 225-2250 3p F F             ",7840,null,"Formula","TR70"]
["2TLA010051R0100","SENTRY SSR20M 85-265VAC/120-375VDC",7842,null,"Safety","TR71"]
["2CSR256040R3064","DS203NC C6 AC300",7881,null,"Din Rail","TR75"]
["2CSR256040R3104","DS203NC C10 AC300",7881,null,"Din Rail","TR75"]
["2CSR256040R3164","DS203NC C16 AC300",7881,null,"Din Rail","TR75"]
["2CSR256040R3204","DS203NC C20AC300",7881,null,"Din Rail","TR75"]
["2CSR256040R3254","DS203NC C25 AC300",7881,null,"Din Rail","TR75"]
["2CSR256040R3324","DS203NC C32 AC300",7881,null,"Din Rail","TR75"]
["1SVR730740R9100","CM-TCS.21S Temperature monitoring relay",7893,null,"Kontrol","TR71"]
["1SVR730740R9200","CM-TCS.22S Temperature monitoring relay",7893,null,"Kontrol","TR71"]
["1SVR730740R9300","CM-TCS.23S Temperature monitoring relay",7893,null,"Kontrol","TR71"]
["2CSF204201R3630","F204 A S-63/0.3",7901,null,"Din Rail","TR75"]
["1SCA105418R1001","OT80F4C",7921,null,"Switch","TR79"]
["1SBL347201R1300","AF40-40-00-13 100-250V50/60HZ-DC Contactor",7929,null,"Kontrol","TR71"]
["2GCA296896A0031","QCap F5 V690 Q12.5 N3",7966,null,"LVNQ","TR70"]
["2CSR256040R1064","DS203NC C6 AC30",7971,null,"Din Rail","TR75"]
["2CSR256040R1104","DS203NC C10 AC30",7971,null,"Din Rail","TR75"]
["2CSR256040R1164","DS203NC C16 AC30",7971,null,"Din Rail","TR75"]
["2CSR256040R1204","DS203NC C20 AC30",7971,null,"Din Rail","TR75"]
["2CSR256040R1254","DS203NC C25 AC30",7971,null,"Din Rail","TR75"]
["2CSR256040R1324","DS203NC C32 AC30",7971,null,"Din Rail","TR75"]
["2CDS384001R0014","S 304 P-C 1",7990,null,"Din Rail","TR72"]
["2CCG000245R0001","DM11",8011,null,"Din Rail","TR75"]
["2CSA255901R9065","S-ARC1 B6",8023,null,"Din Rail","TR72"]
["1SDA067417R1","XT1N 160 TMD 125-1250 3p F F            ",8040,null,"Tmax XT","TR70"]
["1SAX331001R1101","EF65-70 Electronic Overload Relay",8062,null,"Kontrol","TR71"]
["2TLA050056R5120","SENSE7Z SS 5m KABEL 2NC/1NO LED",8068,null,"Safety","TR71"]
["1SDA067766R1","XT2S 160 MA 32 Im=192...448 3p F F      ",8092,null,"Tmax XT","TR70"]
["1SDA067767R1","XT2S 160 MA 52 Im=314...728 3p F F      ",8092,null,"Tmax XT","TR70"]
["1SDA067768R1","XT2S 160 MA 80 Im=480...1120 3p F F     ",8092,null,"Tmax XT","TR70"]
["1SDA067769R1","XT2S 160 MA 100 Im=600...1400 3p F F    ",8092,null,"Tmax XT","TR70"]
["2CTB803873R2400","OVR T2 3L 40 275 P QS",8109,null,"Din Rail","TR72"]
["1SVR730784R3300","CM-PSS.41S Three-phase monitoring relay",8113,null,"Kontrol","TR71"]
["1SVR730794R1300","CM-PVS.31S Three-phase monitoring relay",8113,null,"Kontrol","TR71"]
["1SAM451000R1016","MS165-54 Manual motor starter",8117,null,"Kontrol","TR71"]
["1SAM451000R1017","MS165-65 Manual motor starter",8117,null,"Kontrol","TR71"]
["2GCA296898A0031","QCap F5 V742 Q13.4 N3",8155,null,"LVNQ","TR70"]
["1SDA104710R1","Kit P MP XT5 630A 4p",8160,null,"Tmax XT","TR70"]
["2CDS383001R0634","S 303 P-C 63",8180,null,"Din Rail","TR72"]
["2CDS384001R0404","S 304 P-C 40",8193,null,"Din Rail","TR72"]
["1SEP620012R1000","ZLBM2-1P-M12",8211,null,"Switch","TR79"]
["1SEP620012R3000","ZLBM2-3P-M12",8211,null,"Switch","TR79"]
["1SVR730830R0500","CM-ESS.MS Voltage monitoring relay",8250,null,"Kontrol","TR71"]
["2CSF204001R3900","F204 AC-100/0.3",8266,null,"Din Rail","TR75"]
["1SDA067418R1","XT1N 160 TMD 160-1600 3p F F            ",8278,null,"Tmax XT","TR70"]
["1SDA038320R1","UVD 220/250VE1/6-T7-X1-T8-E1.2/6.2-XT7/M",8290,null,"Emax 2","TR70"]
["1SVR730884R3300","CM-MPS.41S Three-phase monitoring relay",8295,null,"Kontrol","TR71"]
["1SDA104668R1","XT5 P FP 400A 3p EF EF IEC",8334,null,"Tmax XT","TR70"]
["1SDA104715R1","Kit W MP XT6 3p",8334,null,"Tmax XT","TR70"]
["1SDA104711R1","Kit W MP XT5 400A 3p",8351,null,"Tmax XT","TR70"]
["2TLA010070R0000","SENTRY USR10 24VDC",8357,null,"Safety","TR71"]
["1SDA066786R1","A2N 250 TMF 250-2500 3p F F             ",8359,null,"Formula","TR70"]
["1SBL397001R1311","AF80-30-11-13 100-250V50/60HZ-DC Contactor",8374,null,"Kontrol","TR71"]
["1SDA067451R1","XT1H 160 TMD 80-800 3p F F              ",8407,null,"Tmax XT","TR70"]
["1SDA067452R1","XT1H 160 TMD 100-1000 3p F F            ",8407,null,"Tmax XT","TR70"]
["1SVR730840R0400","CM-SRS.21S Current monitoring relay",8457,null,"Kontrol","TR71"]
["1SVR730840R0500","CM-SRS.22S Current monitoring relay",8457,null,"Kontrol","TR71"]
["2GCA296718A0031","QCap F5 V465 Q29.1 N3",8470,null,"LVNQ","TR70"]
["1SDA067419R1","XT1N 160 TMD 32-450 4p F F              ",8509,null,"Tmax XT","TR70"]
["1SDA067420R1","XT1N 160 TMD 40-450 4p F F              ",8509,null,"Tmax XT","TR70"]
["1SDA067421R1","XT1N 160 TMD 50-500 4p F F              ",8509,null,"Tmax XT","TR70"]
["1SDA067422R1","XT1N 160 TMD 63-630 4p F F              ",8509,null,"Tmax XT","TR70"]
["1SVR427035R0000","CP-E 24/10.0 Power supply",8518,null,"Kontrol","TR71"]
["1SCA105008R1001","OT100F3C",8525,null,"Switch","TR79"]
["2GCA296899A0031","QCap F5 V690 Q15 N3",8549,null,"LVNQ","TR70"]
["1SDA080838R1","XT1H 160 TMD 32-450 3p F F              ",8550,null,"Tmax XT","TR70"]
["1SDA080839R1","XT1H 160 TMD 40-450 3p F F              ",8550,null,"Tmax XT","TR70"]
["1SDA067449R1","XT1H 160 TMD 50-500 3p F F              ",8550,null,"Tmax XT","TR70"]
["1SDA067450R1","XT1H 160 TMD 63-630 3p F F              ",8550,null,"Tmax XT","TR70"]
["2CCG001231R0001","S 802 P-C 125",8560,null,"Din Rail","TR72"]
["2CTB803972R1300","OVR T2-T3 1N 20-275 P TS QS",8665,null,"Din Rail","TR72"]
["1SDA104763R1","KIT R- REAR TERMINALS - XT6 4pcs",8670,null,"Tmax XT","TR70"]
["2TLA050056R6120","SENSE7Z SS 10m KABEL 2NC/1NO LED",8670,null,"Safety","TR71"]
["1SCA135140R1001","OT160G04P",8681,null,"Switch","TR79"]
["1SAM451000R1018","Manual Motor Starter MS165-73",8681,null,"Kontrol","TR71"]
["1SDA054841R1","KIT MP T4 W 3p                          ",8713,null,"Tmax","TR70"]
["1SDA073677R1","YO E1.2..E6.2-XT7-XT7M 380-400 VAC      ",8716,null,"Emax 2","TR70"]
["1SAX701902R1011","DT500/AF460-S Mounting Kit short",8724,null,"Kontrol","TR71"]
["1SCA022710R0100","OT250E03P",8729,null,"Switch","TR79"]
["1SDA054848R1","KIT MP T5 630 P 4p                      ",8812,null,"Tmax","TR70"]
["2GCA296862A0031","QCap F5 V525 Q20 N3",8814,null,"LVNQ","TR70"]
["2TLA010052R0400","SENTRY SSR32 24VDC",8836,null,"Safety","TR71"]
["2TLA010053R0400","SENTRY SSR42 24VDC",8836,null,"Safety","TR71"]
["1SAM451000R1019","Manual Motor Starter MS165-80",8848,null,"Kontrol","TR71"]
["1SDA073881R1","Cable interlock A - HR E1.2..E6.2-XT7/M ",8858,null,"Emax 2","TR70"]
["1SDA073885R1","Cable interlock A - VR E1.2..E6.2-XT7/M ",8858,null,"Emax 2","TR70"]
["2CTB803873R2500","OVR T2 3L 40 275 P TS QS",8887,null,"Din Rail","TR72"]
["1SBL387001R1111","AF65-30-11-11 24-60V50/60HZ 20-60VDC Contactor",8899,null,"Kontrol","TR71"]
["1SEP600126R0002","XLP3-1P-2BC",8904,null,"Switch","TR79"]
["2TLA050056R2120","Sense7Z, SS QC cable, 2NC/1NO LED",8912,null,"Safety","TR71"]
["2GCA296830A0031","QCap F5 V480 Q20 N3",8934,null,"LVNQ","TR70"]
["2CCG000246R0001","DM00",8951,null,"Din Rail","TR75"]
["1SBL367201R1300","AF52-40-00-13 100-250V50/60HZ-DC Contactor",8957,null,"Kontrol","TR71"]
["1SDA054749R1","T5 400 P FP 3p EF                       ",9005,null,"Tmax","TR70"]
["1SDA060390R1","KIT MP T6 630/800 W 3p                  ",9005,null,"Tmax","TR70"]
["2GCA281673A0030Z","CLMD13Z Q1.5 400V",9010,null,"LVNQ","TR73"]
["1SVR360563R1001","CP-C.1 24/5.0 Power supply",9013,null,"Kontrol","TR71"]
["1SDA054845R1","KIT MP T5 400 W 3p                      ",9018,null,"Tmax","TR70"]
["1SVR730670R0200","CM-IWS.2S Insulation monitoring relay",9079,null,"Kontrol","TR71"]
["1SDA067435R1","XT1S 160 TMD 125-1250 3p F F            ",9138,null,"Tmax XT","TR70"]
["1SVR730840R0600","CM-SRS.M1S Current monitoring relay",9157,null,"Kontrol","TR71"]
["1SVR730840R0700","CM-SRS.M2S Current monitoring relay",9157,null,"Kontrol","TR71"]
["2GCA280554A0030Z","CLMD13Z Q2.5 400V",9160,null,"LVNQ","TR73"]
["2GCA296867A0031","QCap F5 V525 Q25 N3",9200,null,"LVNQ","TR70"]
["1SCA022713R4930","OT200E04P",9237,null,"Switch","TR79"]
["1SDA105119R1","MIR-V XT5 MECH,LOCK REAR VE. 2 C.BREAKER",9246,null,"Tmax XT","TR70"]
["2GCA281602A0030Z","CLMD13Z Q5 400V",9293,null,"LVNQ","TR73"]
["2GCA296833A0031","QCap F5 V480 Q25 N3",9320,null,"LVNQ","TR70"]
["1SL1109A00","MISTRAL65 opak kapak dağıtım kutusu 72M",9324,null,"Sigorta Kutusu","TR76"]
["1SL1209A00","MISTRAL65 şeffaf kapak dağıtım kutusu 72M",9324,null,"Sigorta Kutusu","TR76"]
["1SDA062127R1","KIT CABLE MECH.INTER.HR/VR T7-T7M-X1>2CB",9339,null,"Tmax","TR70"]
["1SCA116892R1001","ODPSE230C",9370,null,"Switch","TR79"]
["1SDA104736R1","KIT EF XT6 3pcs 800A",9399,null,"Tmax XT","TR70"]
["1SDA067559R1","XT2S 160 TMA 125-1250 3p F F            ",9427,null,"Tmax XT","TR70"]
["2GCA281481A0030Z","CLMD13Z Q7.5 400V",9432,null,"LVNQ","TR73"]
["1SDA067436R1","XT1S 160 TMD 160-1600 3p F F            ",9487,null,"Tmax XT","TR70"]
["1SBL347201R1100","AF40-40-00-11 24-60V50/60HZ 20-60VDC Contactor",9500,null,"Kontrol","TR71"]
["2GCA500025A0045","12.5 kVAr, 400V, 50 Hz, p%7, 189Hz THDV=%8",9509,null,"LVNQ","TR73"]
["2CSF200992R0005","F2C-ARH",9511,null,"Din Rail","TR75"]
["1SDA066638R1","MIR-VR XT1..XT4                         ",9556,null,"Tmax XT","TR70"]
["2GCA280556A0030Z","CLMD13Z Q10 400V",9579,null,"LVNQ","TR73"]
["1SDA067423R1","XT1N 160 TMD 80-800 4p F F              ",9628,null,"Tmax XT","TR70"]
["1SDA067424R1","XT1N 160 TMD 100-1000 4p F F            ",9628,null,"Tmax XT","TR70"]
["1SDA066796R1","A2N 250 TMF 200-2000 4p F F             ",9646,null,"Formula","TR70"]
["1SDA066798R1","A2N 250 TMF 250-2500 4p F F             ",9646,null,"Formula","TR70"]
["1SDA067560R1","XT2S 160 TMA 160-1600 3p F F            ",9651,null,"Tmax XT","TR70"]
["1SBL351024R8000","UA50-30-00RA 220-230V 50Hz / 230-240V 60Hz",9657,null,"Kontrol","TR71"]
["1SEP622030R0001","ZLBM3-3P-BC-Right",9666,null,"Switch","TR79"]
["1SVR730740R0100","CM-TCS.11S Temperature monitoring relay",9666,null,"Kontrol","TR71"]
["1SVR730740R0200","CM-TCS.12S Temperature monitoring relay",9666,null,"Kontrol","TR71"]
["1SVR730740R0300","CM-TCS.13S Temperature monitoring relay",9666,null,"Kontrol","TR71"]
["1SEP408149R0005","ZLBM/XLBM CT rear side with Cu Tube 600A/5A 5VA cl.0,5 (3pcs)",9728,null,"Switch","TR79"]
["1SCA115227R1001","OS63GD12P",9735,null,"Switch","TR79"]
["2CSM222511R1000","DWA1",9758,null,"Din Rail","TR75"]
["1SAX341001R1101","EF96-100 Electronic Overload Relay",9802,null,"Kontrol","TR71"]
["2CSM296532R1801","E 93N/125",9855,null,"Din Rail","TR75"]
["1SDA080848R1","XT1S 160 TMD 32-450 4p F F              ",9875,null,"Tmax XT","TR70"]
["1SDA080849R1","XT1S 160 TMD 40-450 4p F F              ",9875,null,"Tmax XT","TR70"]
["1SDA067439R1","XT1S 160 TMD 50-500 4p F F              ",9875,null,"Tmax XT","TR70"]
["1SDA067440R1","XT1S 160 TMD 63-630 4p F F              ",9875,null,"Tmax XT","TR70"]
["1SDA054743R1","T4 W FP 3p EF                           ",9895,null,"Tmax","TR70"]
["1SYG207581R4051","M1M 12 Modbus",10037,null,"Din Rail","TR75"]
["1SAX801902R1011","DT800/AF750-S Mounting Kit short",10046,null,"Kontrol","TR71"]
["2GCA296834A0031","QCap F5 V480 Q30 N3",10153,null,"LVNQ","TR70"]
["1SCA115641R1001","OS125GD12P",10159,null,"Switch","TR79"]
["1SDA104053R1","Ekip Signalling 2K-1-OX                 ",10206,null,"Emax 2","TR70"]
["1SDA104054R1","Ekip Signalling 2K-2-OX                 ",10206,null,"Emax 2","TR70"]
["1SDA104055R1","Ekip Signalling 2K-3-OX                 ",10206,null,"Emax 2","TR70"]
["2GCA289010A0030ZM","CLMD 13Z Q9.5 457V Monofaze",10209,null,"LVNQ","TR73"]
["2CCG001232R0001","S 803 P-C 80",10225,null,"Din Rail","TR72"]
["2CCG001233R0001","S 803 P-C 100",10225,null,"Din Rail","TR72"]
["2CSM142120R1201","RD2",10259,null,"Din Rail","TR75"]
["2GCA280557A0030Z","CLMD13Z Q12.5 400V",10269,null,"LVNQ","TR73"]
["1SDA107473R1","KIT EF XT6 3pcs 1000A",10334,null,"Tmax XT","TR70"]
["1SBL407001R1311","AF96-30-11-13 100-250V50/60HZ-DC Contactor",10377,null,"Kontrol","TR71"]
["1SBL367201R1100","AF52-40-00-11 24-60V50/60HZ 20-60VDC Contactor",10377,null,"Kontrol","TR71"]
["1SDA073896R1","Support for fixed part Type A E1.2-XT7/M",10421,null,"Emax 2","TR70"]
["1SBL397001R1111","AF80-30-11-11 24-60V50/60HZ 20-60VDC Contactor",10423,null,"Kontrol","TR71"]
["1SDA067453R1","XT1H 160 TMD 125-1250 3p F F            ",10432,null,"Tmax XT","TR70"]
["2GCA297217A0031","QCAP F5 V480 Q33.6 N3",10432,null,"LVNQ","TR70"]
["2CCG000247R0001","DM10",10449,null,"Din Rail","TR75"]
["2CSF204401R1800","F204 A-80/0.03 AP-R",10475,null,"Din Rail","TR75"]
["2CTB815710R2700","OVR T1-T2 N 50-275s C QS",10563,null,"Din Rail","TR72"]
["1SVR320661R1000","CP-S.1 24/10.0 Power supply",10584,null,"Kontrol","TR71"]
["1SBL397201R1300","AF80-40-00-13 100-250V50/60HZ-DC Contactor",10586,null,"Kontrol","TR71"]
["1SDA104740R1","KIT ES XT6 3pcs sup",10605,null,"Tmax XT","TR70"]
["1SDA113127R1","KIT ES XT6 3pcs inf",10605,null,"Tmax XT","TR70"]
["2CSF204401R1900","F204 A-100/0.03 AP-R",10645,null,"Din Rail","TR75"]
["1SEP620013R1000","ZLBM3-1P-M12",10677,null,"Switch","TR79"]
["1SEP620013R3000","ZLBM3-3P-M12",10677,null,"Switch","TR79"]
["2GCA500026A0045","6.25 kVAr, 400V, 50 Hz, p%7, 189Hz THDV=%8",10699,null,"LVNQ","TR73"]
["2GCA289068A0030","CLMD 33S 400V 10KVAR",10710,null,"LVNQ","TR73"]
["2GCA289069A0030","CLMD 33S 400V 12.5KVAR",10731,null,"LVNQ","TR73"]
["2GCA289074A0030","CLMD 33S 415V 12,5kVAR",10731,null,"LVNQ","TR73"]
["1SCA022627R7750","OFAF4H1000",10804,null,"Switch","TR79"]
["1SCA022637R4280","OFAF4AH1000",10804,null,"Switch","TR79"]
["1SVR427054R0000","CP-T 24/5.0 Power supply",10822,null,"Kontrol","TR71"]
["1SDA080853R1","XT1H 160 TMD 32-450 4p F F              ",10844,null,"Tmax XT","TR70"]
["1SDA080854R1","XT1H 160 TMD 40-450 4p F F              ",10844,null,"Tmax XT","TR70"]
["1SDA067457R1","XT1H 160 TMD 50-500 4p F F              ",10844,null,"Tmax XT","TR70"]
["1SDA067458R1","XT1H 160 TMD 63-630 4p F F              ",10844,null,"Tmax XT","TR70"]
["1SDA104672R1","XT5 P FP 400A 4p EF EF IEC",10858,null,"Tmax XT","TR70"]
["1SDA104716R1","Kit W MP XT6 4p",10858,null,"Tmax XT","TR70"]
["1SDA104712R1","Kit W MP XT5 400A 4p",10868,null,"Tmax XT","TR70"]
["2CDS384001R0504","S 304 P-C 50",10870,null,"Din Rail","TR72"]
["1SDA067454R1","XT1H 160 TMD 160-1600 3p F F            ",10880,null,"Tmax XT","TR70"]
["1SCA105019R1001","OT100F4C",10886,null,"Switch","TR79"]
["1SCA148926R1001","OXEA1",10886,null,"Switch","TR79"]
["7TCA085400R0337","OVR TN/RJ11-2/6",10886,null,"Din Rail","TR72"]
["2CSA255103R1104","DS-ARC1 C10 A30",10886,null,"Din Rail","TR72"]
["2CSA255103R1134","DS-ARC1 C13 A30",10886,null,"Din Rail","TR72"]
["2CSA255103R1164","DS-ARC1 C16 A30",10886,null,"Din Rail","TR72"]
["2CSA255103R1204","DS-ARC1 C20 A30",10886,null,"Din Rail","TR72"]
["1SDA073690R1","YC E1.2..E6.2-XT7M 380-400 VAC          ",10890,null,"Emax 2","TR70"]
["2CSG202160R1101","R4M-80",10924,null,"Din Rail","TR72"]
["2GCA289084A0030","CLMD 33S 525V 10KVAR",10931,null,"LVNQ","TR73"]
["2TLA050220R0020","EstrongZ E-Stop 2NC/2NO, M20, SS",11036,null,"Safety","TR71"]
["2CSF202401R1900","F202 A-100/0.03 AP-R",11064,null,"Din Rail","TR75"]
["1SDA067441R1","XT1S 160 TMD 80-800 4p F F              ",11071,null,"Tmax XT","TR70"]
["1SDA067442R1","XT1S 160 TMD 100-1000 4p F F            ",11071,null,"Tmax XT","TR70"]
["1SBL371024R8000","UA63-30-00RA 220-230V 50Hz / 230-240V 60Hz",11074,null,"Kontrol","TR71"]
["2CSF204001R1900","F204 AC-100/0.03",11079,null,"Din Rail","TR75"]
["1SDA067575R1","XT2S 160 TMA 40-400 4p F F              ",11106,null,"Tmax XT","TR70"]
["1SDA067576R1","XT2S 160 TMA 50-500 4p F F              ",11106,null,"Tmax XT","TR70"]
["1SDA067577R1","XT2S 160 TMA 63-630 4p F F              ",11106,null,"Tmax XT","TR70"]
["1SDA067578R1","XT2S 160 TMA 80-800 4p F F              ",11106,null,"Tmax XT","TR70"]
["1SDA067579R1","XT2S 160 TMA 100-1000 4p F F            ",11106,null,"Tmax XT","TR70"]
["2GCA289090A0030","CLMD 33S 690V 10kVAR",11129,null,"LVNQ","TR73"]
["1SDA074167R1","EKIP 2K-1 E1.2..E6.2-Tmax XT            ",11188,null,"Emax 2","TR70"]
["1SDA074168R1","EKIP 2K-2 E1.2..E6.2-Tmax XT            ",11188,null,"Emax 2","TR70"]
["1SDA074169R1","EKIP 2K-3 E1.2..E6.2-Tmax XT            ",11188,null,"Emax 2","TR70"]
["2GCA297219A0031","QCAP F5 V525 Q33.1 N3",11224,null,"LVNQ","TR70"]
["2CTB803973R1100","OVR T2 3N 40 275 P QS",11238,null,"Din Rail","TR72"]
["2GCA289085A0030","CLMD 33S 525V 12,5KVAR",11280,null,"LVNQ","TR73"]
["1SFA664004R1005","OPTICAL CABLE#TVOC-2-OP05",11296,null,"Kontrol","TR71"]
["2CSA255103R1064","DS-ARC1 C6 A30",11320,null,"Din Rail","TR72"]
["1SDA054842R1","KIT MP T4 W 4p                          ",11330,null,"Tmax","TR70"]
["1SCA022718R8510","OT315E03P",11406,null,"Switch","TR79"]
["2CSA255103R1105","DS-ARC1 B10 A30",11416,null,"Din Rail","TR72"]
["2CSA255103R1135","DS-ARC1 B13 A30",11416,null,"Din Rail","TR72"]
["2CSA255103R1165","DS-ARC1 B16 A30",11416,null,"Din Rail","TR72"]
["2CSA255103R1205","DS-ARC1 B20 A30",11416,null,"Din Rail","TR72"]
["2CSF202201R3900","F202 A S-100/0.3",11435,null,"Din Rail","TR75"]
["1SCA115643R1001","OS160GD12P",11449,null,"Switch","TR79"]
["1SCA022710R0520","OT250E04P",11449,null,"Switch","TR79"]
["2TAZ661010R2000","M1M 15",11493,null,"Din Rail","TR72"]
["2GCA289095A0030","CLMD 33S 742V 13,7kVAR",11543,null,"LVNQ","TR73"]
["2GCA289097A0030","CLMD 33S 789V 14,3kVAR",11543,null,"LVNQ","TR73"]
["1SCA105037R1001","OT125F3C",11545,null,"Switch","TR79"]
["1SDA067459R1","XT1H 160 TMD 80-800 4p F F              ",11630,null,"Tmax XT","TR70"]
["1SDA067460R1","XT1H 160 TMD 100-1000 4p F F            ",11630,null,"Tmax XT","TR70"]
["1SEP600123R0002","XLP2-2P-4BC",11642,null,"Switch","TR79"]
["2TLA010070R0400","SENTRY USR22 24VDC",11654,null,"Safety","TR71"]
["1SVR730660R0100","CM-IWS.1S Insulation monitoring relay",11701,null,"Kontrol","TR71"]
["1SDA104713R1","Kit W MP XT5 630A 3p",11716,null,"Tmax XT","TR70"]
["1SDA054752R1","T5 400 P FP 4p EF                       ",11725,null,"Tmax","TR70"]
["1SDA060391R1","KIT MP T6 630/800 W 4p                  ",11725,null,"Tmax","TR70"]
["1SDA054846R1","KIT MP T5 400 W 4p                      ",11736,null,"Tmax","TR70"]
["1SDA055042R1","KIT R T5 6pcs                           ",11736,null,"Tmax","TR70"]
["2CSM222501R1000","DWA2",11787,null,"Din Rail","TR75"]
["2GCA280560A0030","CLMD13 440V 5kVAR",11824,null,"LVNQ","TR73"]
["2CDS384001R0634","S 304 P-C 63",11836,null,"Din Rail","TR72"]
["1SAX351001R1101","EF146-150 Electronic Overload Relay",11846,null,"Kontrol","TR71"]
["7TCA085400R0353","OVR 30E",11860,null,"Din Rail","TR72"]
["7TCA085400R0296","OVR CCTV/B",11860,null,"Din Rail","TR72"]
["7TCA085400R0301","OVR CCTV/T",11860,null,"Din Rail","TR72"]
["2CSA255103R1065","DS-ARC1 B6 A30",11878,null,"Din Rail","TR72"]
["2GCA289091A0030","CLMD 33S 690V 12,5kVAR",11949,null,"LVNQ","TR73"]
["1SDA068058R1","XT3N 250 TMD 200-2000 3p F F            ",11955,null,"Tmax XT","TR70"]
["1SDA068059R1","XT3N 250 TMD 250-2500 3p F F            ",11955,null,"Tmax XT","TR70"]
["1SVR360663R1001","CP-C.1 24/10.0 Power supply",12017,null,"Kontrol","TR71"]
["2GCA280558A0030Z","CLMD13Z Q15 400V",12071,null,"LVNQ","TR73"]
["1SCA022627R7830","OFAF4H1250",12170,null,"Switch","TR79"]
["1SCA022637R4360","OFAF4AH1250",12170,null,"Switch","TR79"]
["2GCA296902A0031","QCap F5 V690 Q20 N3",12220,null,"LVNQ","TR70"]
["2CSG210100R1211","TR5/C",12225,null,"Din Rail","TR75"]
["2GCA289073A0030","CLMD 33S 415V 10kVAR",12240,null,"LVNQ","TR73"]
["2GCA280556A0030","CLMD13 400/415V 10/11kVAR",12282,null,"LVNQ","TR73"]
["2TLA050220R0222","EstrongZ E-Stop 2NC/2NO, M20, SS, LED",12368,null,"Safety","TR71"]
["2GCA289078A0030","CLMD 33S 430V 13.7 KVAR",12400,null,"LVNQ","TR73"]
["2GCA289080A0030","CLMD 33S 457V 14,3 KVAR",12400,null,"LVNQ","TR73"]
["1SDA104737R1","KIT EF XT6 4pcs 800A",12497,null,"Tmax XT","TR70"]
["7TCA085400R0297","OVR CCTV/B-15V",12502,null,"Din Rail","TR72"]
["2TAZ661012R2000","M1M 15 MODBUS",12519,null,"Din Rail","TR72"]
["1SCA022718R8780","OT400E03P",12574,null,"Switch","TR79"]
["1SBL397201R1100","AF80-40-00-11 24-60V50/60HZ 20-60VDC Contactor",12595,null,"Kontrol","TR71"]
["1SBL411024R8000","UA75-30-00RA 220-230V 50Hz / 230-240V 60Hz",12601,null,"Kontrol","TR71"]
["1SDA051360R1","UVD T1..T6 - XT1..XT4 110..125Va.c./d.c.",12608,null,"Tmax XT","TR70"]
["1SDA051361R1","UVD T1..T6 - XT1..XT4 220..250Va.c./d.c.",12608,null,"Tmax XT","TR70"]
["1SDA101981R1","UVD XT5-XT6 110..125Va.c./d.c.",12608,null,"Tmax XT","TR70"]
["1SDA101982R1","UVD XT5-XT6 220..250Va.c./d.c.",12608,null,"Tmax XT","TR70"]
["1SDA074163R1","EKIP LINK E1.2..E6.2                    ",12629,null,"Emax 2","TR70"]
["1SDA054849R1","KIT MP T5 630 W 3p                      ",12649,null,"Tmax","TR70"]
["2CSF202568R1160","F202 B-16/0.03",12657,null,"Din Rail","TR75"]
["2CSF202568R1250","F202 B-25/0.03",12657,null,"Din Rail","TR75"]
["2CSF202568R3160","F202 B-16/0.3",12657,null,"Din Rail","TR75"]
["2CSF202568R3250","F202 B-25/0.3",12657,null,"Din Rail","TR75"]
["7TCA085460R0359","OVR ISDN/RJ45-4/8",12669,null,"Din Rail","TR72"]
["1SDA067054R1","XT2N 160 Ekip LS/I In=10A 3p F F        ",12689,null,"Tmax XT","TR70"]
["1SDA067055R1","XT2N 160 Ekip LS/I In=25A 3p F F        ",12689,null,"Tmax XT","TR70"]
["1SDA067056R1","XT2N 160 Ekip LS/I In=63A 3p F F        ",12689,null,"Tmax XT","TR70"]
["1SDA067057R1","XT2N 160 Ekip LS/I In=100A 3p F F       ",12689,null,"Tmax XT","TR70"]
["2GCA296905A0031","QCap F5 V690 Q25 N3",12705,null,"LVNQ","TR70"]
["1SDA073866R1","IP54 Flange different keys E1.2-XT7M    ",12747,null,"Emax 2","TR70"]
["1SDA073868R1","IP54 Flange key No. 20005 E1.2-XT7M     ",12747,null,"Emax 2","TR70"]
["1SDA073867R1","IP54 Flange different keys E2.2...E6.2  ",12747,null,"Emax 2","TR70"]
["1SDA073869R1","IP54 Flange key No. 20005 E2.2...E6.2   ",12747,null,"Emax 2","TR70"]
["1SDA054755R1","T5 400 W FP 3p EF                       ",12777,null,"Tmax","TR70"]
["2CCG001234R0001","S 803 P-C 125",12840,null,"Din Rail","TR72"]
["2CSF202568R3400","F202 B-40/0.3",12847,null,"Din Rail","TR75"]
["1SEP101892R0002","XLP2-6BC",12865,null,"Switch","TR79"]
["1SCA022868R0710","OTZC43",12870,null,"Switch","TR79"]
["1SDA054746R1","T4 W FP 4p EF                           ",12875,null,"Tmax","TR70"]
["2CSF202568R1400","F202 B-40/0.03",12881,null,"Din Rail","TR75"]
["1SAE361111R0620","ESB100-20N-06 Installation Contactor",12919,null,"Kontrol","TR71"]
["1SAE661111R0640","ESB100-40N-06 Installation Contactor",12919,null,"Kontrol","TR71"]
["2CTB803973R0500","OVR T2 3N 40 275 P TS QS",12964,null,"Din Rail","TR72"]
["2GCA289080A0030M","CLMD 33S 457V 14,3 KVAR Monofaze",13007,null,"LVNQ","TR73"]
["7TCA085400R0368","OVR SL30L",13014,null,"Din Rail","TR72"]
["7TCA085400R0387","OVR SL30X",13014,null,"Din Rail","TR72"]
["7TCA085400R0332","OVR SL50/3W",13014,null,"Din Rail","TR72"]
["7TCA085400R0338","OVR TN/RJ11-4/6",13014,null,"Din Rail","TR72"]
["1SFA664004R1010","OPTICAL CABLE#TVOC-2-OP1",13023,null,"Kontrol","TR71"]
["1SDA074150R1","EKIP COM MODBUS RS-485 E1.2..E6.2       ",13178,null,"Emax 2","TR70"]
["1SDA104717R1","Kit W MP XT7 3p",13179,null,"Tmax XT","TR70"]
["1SCA105054R1001","OT125F4C",13186,null,"Switch","TR79"]
["1SDA074166R1","EKIP COM ACTUATOR E1.2..E6.2-XT7-XT7M   ",13187,null,"Emax 2","TR70"]
["2CTB815708R1800","OVR T2 3L 80-275s P QS",13248,null,"Din Rail","TR72"]
["2GCA514026A0045","6.25 kVAr, 400V, 50 Hz, p%14, 134Hz THDV=%8",13254,null,"LVNQ","TR73"]
["1SVR427036R0000","CP-E 24/20.0 Power supply",13372,null,"Kontrol","TR71"]
["2GCA296908A0031","QCap F5 V690 Q30 N3",13375,null,"LVNQ","TR70"]
["2GCA296907A0031","QCap F5 V742 Q26.9 N3",13375,null,"LVNQ","TR70"]
["1SEP600119R0002","XLP1-4P-8BC",13433,null,"Switch","TR79"]
["1SDA068280R1","XT3S 250 MA125 Im=750...1500 3p F F     ",13485,null,"Tmax XT","TR70"]
["1SDA068281R1","XT3S 250 MA160 Im=960...1920 3p F F     ",13485,null,"Tmax XT","TR70"]
["1SDA068282R1","XT3S 250 MA200 Im=1200...2400 3p F F    ",13485,null,"Tmax XT","TR70"]
["1SBL407001R1111","AF96-30-11-11 24-60V50/60HZ 20-60VDC Contactor",13553,null,"Kontrol","TR71"]
["1SDA104676R1","XT5 P FP 630A 3p EF EF IEC/UL",13580,null,"Tmax XT","TR70"]
["NHSN722068P0002","ZLBM/XLBM123 Huckepack",13586,null,"Switch","TR79"]
["1SCA022868R0800","OTZC44",13593,null,"Switch","TR79"]
["2GCA514025A0045","12.5 kVAr, 400V, 50 Hz, p%14, 134Hz THDV=%8",13608,null,"LVNQ","TR73"]
["2CCG001235R0001","S 804 P-C 80",13632,null,"Din Rail","TR72"]
["2CCG001236R0001","S 804 P-C 100",13632,null,"Din Rail","TR72"]
["2GCA280842A0030","CLMD13 525 Volt 10kVAr",13643,null,"LVNQ","TR73"]
["1SDA068220R1","XT3S 250 TMD 200-2000 3p F F            ",13722,null,"Tmax XT","TR70"]
["1SDA068221R1","XT3S 250 TMD 250-2500 3p F F            ",13722,null,"Tmax XT","TR70"]
["1SDA107474R1","KIT EF XT6 4pcs 1000A",13745,null,"Tmax XT","TR70"]
["1SDA068310R1","XT4S 250 TMA 200-2000 3p F F            ",13762,null,"Tmax XT","TR70"]
["1SVR427055R0000","CP-T 24/10.0 Power supply",13762,null,"Kontrol","TR71"]
["7TCA085400R0383","OVR SL30/I",13763,null,"Din Rail","TR72"]
["7TCA085400R0371","OVR SL30L/4-20",13763,null,"Din Rail","TR72"]
["2TAZ662010R2000","M1M 20",13799,null,"Din Rail","TR72"]
["1SDA067058R1","XT2N 160 Ekip LS/I In=160A 3p F F       ",13842,null,"Tmax XT","TR70"]
["1SDA067427R1","XT1N 160 TMD 125-1250 4p F F InN=100%   ",13842,null,"Tmax XT","TR70"]
["2GCA289070A0030","CLMD 33S 400V 15KVAR",13860,null,"LVNQ","TR73"]
["2GCA289075A0030","CLMD 33S 415V 15kVAR",13860,null,"LVNQ","TR73"]
["1SDA060427R1","KIT R T6 6pcs                           ",13898,null,"Tmax","TR70"]
["1SDA068312R1","XT4S 250 TMA 250-2500 3p F F            ",14006,null,"Tmax XT","TR70"]
["1SCA022868R0980","OTZC53",14075,null,"Switch","TR79"]
["2CSJ201001R0002","RD3",14089,null,"Din Rail","TR75"]
["2GCA280561A0030","CLMD13 440V 10kVAR",14104,null,"LVNQ","TR73"]
["1SDA062162R1","KIT MP T7-T7M-X1 W 3p                   ",14236,null,"Tmax","TR70"]
["1SDA104741R1","KIT ES XT6 4pcs",14292,null,"Tmax XT","TR70"]
["2GCA280558A0030","CLMD13 400/415V 15/16kVAR",14298,null,"LVNQ","TR73"]
["1SDA104682R1","XT5 W FP 400A 3p EF EF IEC",14430,null,"Tmax XT","TR70"]
["1SVR427056R0000","CP-T 24/20.0 Power supply",14430,null,"Kontrol","TR71"]
["7TCA085400R0393","OVR SL30L/I",14456,null,"Din Rail","TR72"]
["1SCA122946R1001","ODPS230",14533,null,"Switch","TR79"]
["2CSG202150R1101","R4M-200",14565,null,"Din Rail","TR72"]
["7TCA085400R0339","OVR TN/RJ11-6/6",14566,null,"Din Rail","TR72"]
["1SDA073703R1","YU E1.2..E6.2-XT7-XT7M 380-400 VAC      ",14577,null,"Emax 2","TR70"]
["1SDA054762R1","T5 630 P FP 3p EF                       ",14667,null,"Tmax","TR70"]
["1SDA067428R1","XT1N 160 TMD 160-1600 4p F F InN=100%   ",14719,null,"Tmax XT","TR70"]
["1SCA022719R1730","OT315E04P",14837,null,"Switch","TR79"]
["1SDA073762R1","AUP 6 contacts 400Vac E1.2-XT7-XT7M     ",14941,null,"Emax 2","TR70"]
["1SVR427054R2000","CP-T 48/5.0 Power supply",14943,null,"Kontrol","TR71"]
["2CTB803973R1200","OVR T2-T3 3N 20-275 P QS",15031,null,"Din Rail","TR72"]
["2TAZ662012R2000","M1M 20 MODBUS",15031,null,"Din Rail","TR72"]
["1SDA067804R1","XT2S 160 Ekip LS/I In=160A 3p F F       ",15058,null,"Tmax XT","TR70"]
["7TCA085400R0372","OVR SL30L/4-20/I",15142,null,"Din Rail","TR72"]
["1SDA067445R1","XT1S 160 TMD 125-1250 4p F F InN=100%   ",15165,null,"Tmax XT","TR70"]
["1SAX531001R1101","EF205-210 Electronic Overload Relay",15200,null,"Kontrol","TR71"]
["1SDA105120R1","MIR-V XT6 MECH,LOCK REAR VE. 2 C.BREAKER",15228,null,"Tmax XT","TR70"]
["1SDA104714R1","Kit W MP XT5 630A 4p",15242,null,"Tmax XT","TR70"]
["2CTB815708R0600","OVR T2 3L 80-275s P TS QS",15250,null,"Din Rail","TR72"]
["2CMA103574R1000","C13 110-101",15257,null,"Din Rail","TR75"]
["2CSF204568R3250","F204 B-25/0.3",15355,null,"Din Rail","TR75"]
["2CTB815710R1300","OVR T1-T2 1N 12.5-275s P QS",15367,null,"Din Rail","TR72"]
["2GCA289071A0030","CLMD 33S 400V 20KVAR",15606,null,"LVNQ","TR73"]
["2GCA289076A0030","CLMD 33S 415V 20KVAR",15606,null,"LVNQ","TR73"]
["7TCA085400R0289","OVR CAT-5E",15606,null,"Din Rail","TR72"]
["1SVR320761R1000","CP-S.1 24/20.0 Power supply",15679,null,"Kontrol","TR71"]
["2GCA289072A0030","CLMD 33S 400V 25kVAr",15856,null,"LVNQ","TR73"]
["2GCA289077A0030","CLMD 33S 415V 25kVAR",15856,null,"LVNQ","TR73"]
["2CSF204568R3400","F204 B-40/0.3",15873,null,"Din Rail","TR75"]
["1SDA105197R1","EKIP LINK XT2-XT4 INT                   ",15885,null,"Tmax XT","TR70"]
["7TCA085400R0311","OVR RS485",15896,null,"Din Rail","TR72"]
["2GCA500024A0045","25 kVAr, 400V, 50 Hz, p%7, 189Hz THDV=%8",15929,null,"LVNQ","TR73"]
["1SDA073764R1","AUP 5 contacts 400Vac SX E2.2...E6.2    ",15973,null,"Emax 2","TR70"]
["1SDA073766R1","AUP 5 suppl.cont. 400Vac DX E2.2...E6.2 ",15973,null,"Emax 2","TR70"]
["1SEP600127R0002","XLP3-2P-4BC",15994,null,"Switch","TR79"]
["1SDA067446R1","XT1S 160 TMD 160-1600 4p F F InN=100%   ",16096,null,"Tmax XT","TR70"]
["1SDA054768R1","T5 630 W FP 3p EF                       ",16122,null,"Tmax","TR70"]
["1SDA067582R1","XT2S 160 TMA 125-1250 4p F F InN=100%   ",16136,null,"Tmax XT","TR70"]
["2CCF019640R0001","S804PV-SD32",16152,null,"Din Rail","TR72"]
["1SDA073893R1","Sup. fixed Type A E1.2-XT7/M floor mount",16253,null,"Emax 2","TR70"]
["1SCA022719R1810","OT400E04P",16324,null,"Switch","TR79"]
["1SDA068343R1","XT4H 250 TMA 200-2000 3p F F            ",16340,null,"Tmax XT","TR70"]
["1SCA022718R8940","OT630E03P",16347,null,"Switch","TR79"]
["2GCA289086A0030","CLMD 33S 525V 20KVAR",16380,null,"LVNQ","TR73"]
["1SDA054850R1","KIT MP T5 630 W 4p                      ",16458,null,"Tmax","TR70"]
["1SDA066560R1","A3N 400 TMF 320-3200 3p F F             ",16467,null,"Formula","TR70"]
["1SCA022772R6510","OT160E03CP",16471,null,"Switch","TR79"]
["1SDA068345R1","XT4H 250 TMA 250-2500 3p F F            ",16542,null,"Tmax XT","TR70"]
["1SFL427001R1311","CONTACTOR#AF116-30-11-13#100-250V",16553,null,"Kontrol","TR71"]
["2CSF204201R3900","F204 A S-100/0.3",16553,null,"Din Rail","TR75"]
["1SDA038319R1","UVD 110/127VE1/6-T7-X1-T8-E1.2/6.2-XT7/M",16555,null,"Emax 2","TR70"]
[1019706,"%7 - 189 Hz 6,25",16627,null,"LVNQ","TR70"]
["1SDA054758R1","T5 400 W FP 4p EF                       ",16643,null,"Tmax","TR70"]
["2GCA280960A0030","CLMD43 400/415V 20/22kVAR",16724,null,"LVNQ","TR73"]
["2GCA289011A0030M","CLMD 33S  Q21 457V  Monofaze",16752,null,"LVNQ","TR73"]
["1SDA068126R1","XT4N 250 Ekip LS/I In=250A 3p F F       ",16784,null,"Tmax XT","TR70"]
["2GCA280562A0030","CLMD13 440V 12kVAR",16787,null,"LVNQ","TR73"]
["2CSF202568R3630","F202 B-63/0.3",16816,null,"Din Rail","TR75"]
["2CSF204568R1250","F204 B-25/0.03",16816,null,"Din Rail","TR75"]
["2CTB812050R1000","OVR PV T1-T2 5-1000 P QS",16821,null,"Din Rail","TR72"]
["1SFA664003R1010","DETECTOR#TVOC-2-DP1",16835,null,"Kontrol","TR71"]
["1SDA066562R1","A3S 400 TMF 320-3200 3p F F             ",16867,null,"Formula","TR70"]
["1SDA104051R1","Ekip Com Modbus RTU-OX                  ",16880,null,"Emax 2","TR70"]
["1SVR427055R2000","CP-T 48/10.0 Power supply",16880,null,"Kontrol","TR71"]
["2GCA291864A0050","OPTION RVT2 TEMPERATURE",16896,null,"LVNQ","TR70"]
["1SDA104679R1","XT5 P FP 630A 4p EF EF IEC/UL",16982,null,"Tmax XT","TR70"]
[1019703,"%5,67 - 210 Hz 6,25",17028,null,"LVNQ","TR70"]
["1SDA105166R1","EKIP COM MODBUS RS-485 Tmax XT",17081,null,"Tmax XT","TR70"]
["1SDA105175R1","EKIP COM MODBUS RS-485 XT2-XT4 INT F/P",17081,null,"Tmax XT","TR70"]
["1SDA105187R1","EKIP COM MODBUS RS-485 XT5 INT F/P",17081,null,"Tmax XT","TR70"]
["2CSG210200R1211","TR5/A",17082,null,"Din Rail","TR75"]
["1SDA067583R1","XT2S 160 TMA 160-1600 4p F F InN=100%   ",17091,null,"Tmax XT","TR70"]
["2CCG001237R0001","S 804 P-C 125",17120,null,"Din Rail","TR72"]
["1SDA062129R1","PLATE MECH.INTER. T7-T7M-X1 WALL FIXED  ",17136,null,"Tmax","TR70"]
["1SDA104718R1","Kit W MP XT7 4p",17165,null,"Tmax XT","TR70"]
["1SCA022719R0090","OS250D03P",17179,null,"Switch","TR79"]
["2GCA289079A0030","CLMD 33S 430V 27.3 KVAR",17189,null,"LVNQ","TR73"]
["2GCA289081A0030","CLMD 33S 457V 28.2 KVAR",17189,null,"LVNQ","TR73"]
["2GCA280563A0030","CLMD13 Q14 440V",17193,null,"LVNQ","TR73"]
["1SDA068475R1","XT4S 250 Ekip LS/I In=250A 3p F F       ",17203,null,"Tmax XT","TR70"]
["2GCA294984A0050","REG F5/6 V100/440 RVC6 I5 REV2",17249,null,"LVNQ","TR70"]
["1SDA076076R1","Kit ES Inf E1.2-XT7/XT7M F 3pcs",17258,null,"Emax 2","TR70"]
["2CSF204568R1400","F204 B-40/0.03",17342,null,"Din Rail","TR75"]
["2CMA100177R1000","B24 111 - 100",17343,null,"Din Rail","TR75"]
[1019722,"%5,4 - 215 Hz 6,25",17425,null,"LVNQ","TR70"]
["2CTB803973R1600","OVR T2-T3 3N 20-275 P TS QS",17433,null,"Din Rail","TR72"]
["1SDA105176R1","EKIP COM MODBUS RS-485 XT2-XT4 INT W",17469,null,"Tmax XT","TR70"]
["1SDA105188R1","EKIP COM MODBUS RS-485 XT5 INT W",17469,null,"Tmax XT","TR70"]
["2TAZ663012R2000","M1M 30 MODBUS",17516,null,"Din Rail","TR72"]
["1SDA066460R1","MOD XT1-XT3 220...250V ac/dc            ",17577,null,"Tmax XT","TR70"]
["2GCA289087A0030","CLMD 33S 525V 25KVAR",17634,null,"LVNQ","TR73"]
["1SDA114043R1","Besleme adaptörü*",17716,null,"Emax 2","TR70"]
["1SFL447001R1311","CONTACTOR#AF140-30-11-13#100-250V",17720,null,"Kontrol","TR71"]
["1SDA066561R1","A3N 400 TMF 400-4000 3p F F             ",17774,null,"Formula","TR70"]
["1SAJ650000R0100","VI150-FBP.0 Voltage-Module for UMC100",17807,null,"Kontrol","TR71"]
["1SEP101975R0002","XLP3-6BC",17808,null,"Switch","TR79"]
["2GCA289093A0030","CLMD 33S 690V 20kVAR",17828,null,"LVNQ","TR73"]
["2GCA280852A0030","CLMD43 500/525V 18/20kVAR",17828,null,"LVNQ","TR73"]
["2GCA289081A0030M","CLMD 33S 457V 28.2 KVAR Monofaze",17881,null,"LVNQ","TR73"]
["1SCA022771R7520","OT200E03CP",17902,null,"Switch","TR79"]
["1SAJ590000R0103","UMC100-PAN LCD Panel with USB Interface",17945,null,"Kontrol","TR71"]
["1SVR360763R1001","CP-C.1 24/20.0 Power supply",18024,null,"Kontrol","TR71"]
["1SFL427101R1311","Contactor#AF116-40-11-13#100-250V",18186,null,"Kontrol","TR71"]
["7TCA085460R0360","OVR ISDN/RJ45-8/8",18192,null,"Din Rail","TR72"]
["7TCA085400R0290","OVR CAT-5E/POE",18192,null,"Din Rail","TR72"]
["7TCA085400R0291","OVR CAT-6",18192,null,"Din Rail","TR72"]
["1SDA104690R1","XT5 W FP 630A 3p EF EF IEC/UL",18203,null,"Tmax XT","TR70"]
["1SFA664003R1020","DETECTOR#TVOC-2-DP2",18203,null,"Kontrol","TR71"]
["1SAX611001R1101","EF370-380 Electronic Overload Relay",18249,null,"Kontrol","TR71"]
["2GCA294987A0050","REG F5/6 V100/440 RVC12 I5 REV2",18280,null,"LVNQ","TR70"]
["2GCA289344A0030M","CLMD 33S 457V 32,5kVAR Monofaze",18313,null,"LVNQ","TR73"]
["2GCA289094A0030","CLMD 33S 690V 25KVAR",18329,null,"LVNQ","TR73"]
["2GCA289096A0030","CLMD 33S 742V 27,3kVAR",18329,null,"LVNQ","TR73"]
["2GCA289098A0030","CLMD 33S 789V 28,6kVAR",18329,null,"LVNQ","TR73"]
["1SDA054765R1","T5 630 P FP 4p EF                       ",18344,null,"Tmax","TR70"]
["1SDA067463R1","XT1H 160 TMD 125-1250 4p F F InN=100%   ",18346,null,"Tmax XT","TR70"]
["2CTB815710R0100","OVR T1-T2 1N 12.5-275s P TS QS",18431,null,"Din Rail","TR72"]
["1SDA062163R1","KIT MP T7-T7M-X1 W 4p                   ",18538,null,"Tmax","TR70"]
["1SVR760740R0110","CM-TCN.011P Temp. monitoring relays",18644,null,"Kontrol","TR71"]
["1SCA022868R1010","OTZC54",18657,null,"Switch","TR79"]
["1SDA074170R1","Ekip 4K E2.2..E6.2 Ed.2 Black           ",18662,null,"Emax 2","TR70"]
["1SVR427057R0000","CP-T 24/40.0 Power supply",18671,null,"Kontrol","TR71"]
["1SDA067861R1","XT2H 160 Ekip LS/I In=160A 3p F F       ",18673,null,"Tmax XT","TR70"]
["1SFL467001R1311","CONTACTOR#AF146-30-11-13#100-250V",18679,null,"Kontrol","TR71"]
["1SDA104686R1","XT5 W FP 400A 4p EF EF IEC",18791,null,"Tmax XT","TR70"]
["1SDA066563R1","A3S 400 TMF 400-4000 3p F F             ",18933,null,"Formula","TR70"]
["2CCF019641R0001","S804PV-SD63",19025,null,"Din Rail","TR72"]
["2CSF202568R1630","F202 B-63/0.03",19036,null,"Din Rail","TR75"]
["1SCA022775R9440","OT160E04CP",19235,null,"Switch","TR79"]
["2GCA291880A0050","RS485 MODBUS ADAPTER FOR PQF MAN.&RVT TS",19330,null,"LVNQ","TR70"]
["2CMA100164R1000","B23 112 - 100",19381,null,"Din Rail","TR75"]
["2CTB815708R2000","OVR T2 3N 80-275s P QS",19390,null,"Din Rail","TR72"]
["1SFL447101R1311","Contactor#AF140-40-11-13#100-250V",19459,null,"Kontrol","TR71"]
["1SDA073763R1","AUP 6 contacts 24Vdc E1.2-XT7-XT7M      ",19496,null,"Emax 2","TR70"]
["1SDA050688R1","KIT ES T6 - S6 6pcs                     ",19526,null,"Tmax","TR70"]
["1SDA085693R1","Ekip Signalling 3T-1                    ",19632,null,"Emax 2","TR70"]
["1SDA085694R1","Ekip Signalling 3T-2                    ",19632,null,"Emax 2","TR70"]
["2CTB815708R0800","OVR T2 3N 80-275s P TS QS",19668,null,"Din Rail","TR72"]
["1SDA068480R1","XT4S 250 Ekip I In=250A 3p F F          ",19815,null,"Tmax XT","TR70"]
["1SDA066564R1","A3N 630 TMF 500-5000 3p F F             ",19924,null,"Formula","TR70"]
["1SAJ929200R0020","CEM11-FBP.20 Earth Leakage Monitor",19938,null,"Kontrol","TR71"]
["2GCA280774A0030","CLMD43 400/415V 25/27kVAR",19943,null,"LVNQ","TR73"]
["1SDA067464R1","XT1H 160 TMD 160-1600 4p F F InN=100%   ",20071,null,"Tmax XT","TR70"]
["1SAJ929500R0185","CT4L185R/4, 3-Phase Current Transformer",20084,null,"Kontrol","TR71"]
["2CCF019586R0001","S804PV-SP5",20142,null,"Din Rail","TR72"]
["2CCF019647R0001","S804PV-SP6",20142,null,"Din Rail","TR72"]
["2CCF019648R0001","S804PV-SP8",20142,null,"Din Rail","TR72"]
["2CCF019622R0001","S804PV-SP10",20142,null,"Din Rail","TR72"]
["2CCF019623R0001","S804PV-SP13",20142,null,"Din Rail","TR72"]
["2CCF019624R0001","S804PV-SP16",20142,null,"Din Rail","TR72"]
["2CCF019625R0001","S804PV-SP20",20142,null,"Din Rail","TR72"]
["2CCF019626R0001","S804PV-SP25",20142,null,"Din Rail","TR72"]
["2CCF019627R0001","S804PV-SP32",20142,null,"Din Rail","TR72"]
["2GCA500023A0045","50 kVAr, 400V, 50 Hz, p%7, 189Hz THDV=%8",20209,null,"LVNQ","TR73"]
["1SCA120096R1001","OTM40F3CMA230V",20300,null,"Switch","TR79"]
["1SDA066565R1","A3S 630 TMF 500-5000 3p F F             ",20318,null,"Formula","TR70"]
[350040,"%7 - 189 Hz 12,5",20345,null,"LVNQ","TR70"]
["1SDA073882R1","Cable interlock B, C, D - HR E2.2...E6.2",20389,null,"Emax 2","TR70"]
["1SDA073886R1","Cable interlock B, C, D - VR E2.2...E6.2",20389,null,"Emax 2","TR70"]
["1SCA022771R7280","OT200E04CP",20395,null,"Switch","TR79"]
["1SDA066566R1","A3N 630 ELT-LI In=630 3p F F            ",20472,null,"Formula","TR70"]
["2GCA514024A0045","25 kVAr, 400V, 50 Hz, p%14, 134Hz THDV=%8",20499,null,"LVNQ","TR73"]
["1SVR760740R0120","CM-TCN.012P Temp. monitoring relays",20510,null,"Kontrol","TR71"]
["2CTB812050R1500","OVR PV T1-T2 5-1500 P QS",20614,null,"Din Rail","TR72"]
["2CSF204001R3950","F204 AC-125/0.3",20730,null,"Din Rail","TR75"]
["1SDA068069R1","XT3N 250 TMD 200-2000 4p F F InN=100%   ",20777,null,"Tmax XT","TR70"]
["1SDA068070R1","XT3N 250 TMD 250-2500 4p F F InN=100%   ",20777,null,"Tmax XT","TR70"]
["7TCA085400R0292","OVR CAT-6/POE",20786,null,"Din Rail","TR72"]
["1SDA060384R1","T6 W FP 3p EF                           ",20804,null,"Tmax","TR70"]
["2CTB815708R1400","OVR T2 1N 80-275s P QS",20846,null,"Din Rail","TR72"]
["2CTB815708R0200","OVR T2 1N 80-275s P TS QS",20846,null,"Din Rail","TR72"]
["1SDA066567R1","A3S 630 ELT-LI In=630 3p F F            ",20879,null,"Formula","TR70"]
[350010,"%5,67 - 210 Hz 12,5",20906,null,"LVNQ","TR70"]
["1SAJ929200R0035","CEM11-FBP.35 Earth Leakage Monitor",20939,null,"Kontrol","TR71"]
["2CTB815710R1900","OVR T1-T2 3N 12.5-275s P QS",20949,null,"Din Rail","TR72"]
["2CMA100168R1000","B23 311 - 100",20956,null,"Din Rail","TR75"]
["1SDA054771R1","T5 630 W FP 4p EF                       ",20987,null,"Tmax","TR70"]
["1SDA066568R1","A3N 400 TMF 320-3200 4p F F InN=100%In  ",21015,null,"Formula","TR70"]
["1SDA074152R1","EKIP COM PROFIBUS E1.2..E6.2            ",21163,null,"Emax 2","TR70"]
["1SDA074153R1","EKIP COM PROFINET E1.2..E6.2            ",21163,null,"Emax 2","TR70"]
["1SDA074155R1","EKIP COM ETHERNET/IP E1.2..E6.2         ",21163,null,"Emax 2","TR70"]
["1SDA074154R1","EKIP COM DEVICENET E1.2..E6.2           ",21163,null,"Emax 2","TR70"]
["1SDA074151R1","EKIP COM MODBUS TCP E1.2..E6.2          ",21163,null,"Emax 2","TR70"]
["1SDA082894R1","Ekip Com Hub E1.2..E6.2                 ",21163,null,"Emax 2","TR70"]
["1SDA104052R1","Ekip Com Modbus TCP-OX                  ",21164,null,"Emax 2","TR70"]
["1SFL427001R1111","CONTACTOR#AF116-30-11-11#24-60V",21272,null,"Kontrol","TR71"]
["1SCA022719R2030","OT630E04P",21308,null,"Switch","TR79"]
[1019730,"%5,4 - 215 Hz 12.5",21382,null,"LVNQ","TR70"]
["1SDA068515R1","XT4H 250 Ekip LS/I In=250A 3p F F       ",21513,null,"Tmax XT","TR70"]
["7TCA085450R0066","OVR RF 441421",21532,null,"Din Rail","TR72"]
["2CSF200996R0013","F2C-ARI",21563,null,"Din Rail","TR75"]
["1SDA114038R1","I/O additional module",21582,null,"Emax 2","TR70"]
["2CSF204568R3630","F204 B-63/0.3",21689,null,"Din Rail","TR75"]
["1SCA120095R1001","OTM63F3CMA230V",21728,null,"Switch","TR79"]
["1SAJ929200R0060","CEM11-FBP.60 Earth Leakage Monitor",21797,null,"Kontrol","TR71"]
["2GCA280961A0030","CLMD43 400/415V 30/32kVAR",21822,null,"LVNQ","TR73"]
["1SCA158276R1001","OTDC500FV11K",21827,null,"Switch","TR79"]
["1SDA067122R1","RC Inst HV 85...690Vac XT1 3p F         ",22044,null,"Tmax XT","TR70"]
["1SDA067126R1","RC Sel x XT2 4p                         ",22044,null,"Tmax XT","TR70"]
["2CSG251151R4051","M4M 20",22089,null,"Din Rail","TR72"]
["1SDA066570R1","A3S 400 TMF 320-3200 4p F F InN=100%In  ",22136,null,"Formula","TR70"]
[350050,"%7 - 189 Hz 25",22255,null,"LVNQ","TR70"]
["1SFL431024R8000","CONTACTOR#UA95-30-00RA#220-230V 50Hz",22296,null,"Kontrol","TR71"]
["1SAJ251000R0001","MRP31.0 Modbus RTU Interface",22297,null,"Kontrol","TR71"]
["1SEP600124R0002","XLP2-4P-8BC",22301,null,"Switch","TR79"]
["1SDA066569R1","A3N 400 TMF 400-4000 4p F F InN=100%In  ",22371,null,"Formula","TR70"]
["1SDA073989R1","KIT HR/VR E1.2-XT7-XT7M F 3PCS          ",22386,null,"Emax 2","TR70"]
["1SDA073967R1","KIT EF E1.2-XT7-XT7M F 3PCS             ",22396,null,"Emax 2","TR70"]
["2CCF019628R0001","S804PV-SP40",22513,null,"Din Rail","TR72"]
["2CCF019629R0001","S804PV-SP50",22513,null,"Din Rail","TR72"]
["2CCF019630R0001","S804PV-SP63",22513,null,"Din Rail","TR72"]
["1SAJ655000R0100","VI155-FBP.0 Voltage-Module for UMC100",22514,null,"Kontrol","TR71"]
[350020,"%5,67 - 210 Hz 25",22764,null,"LVNQ","TR70"]
["1SCA022771R3450","OT250E03CP",23021,null,"Switch","TR79"]
["7TCA085400R0307","OVR K10T1",23086,null,"Din Rail","TR72"]
["2CMA100169R1000","B23 312 - 100",23115,null,"Din Rail","TR75"]
["2CMA100178R1000","B24 112 - 100",23115,null,"Din Rail","TR75"]
["2CSJ202001R0002","RD3M",23185,null,"Din Rail","TR75"]
["2GCA280785A0030","CLMD43 440V 20kVAR",23300,null,"LVNQ","TR73"]
["2GCA285296A0030","CLMD 43 525V 30 kVAr",23300,null,"LVNQ","TR73"]
["1SFL427101R1111","Contactor#AF116-40-11-11#24-60V",23411,null,"Kontrol","TR71"]
["1SDA104922R1","M XT7M 220-250 V AC/DC",23431,null,"Tmax XT","TR70"]
["1SCA120093R1001","OTM80F3CMA230V",23482,null,"Switch","TR79"]
["1SDA104696R1","XT6 W FP 3p EF EF IEC/UL",23491,null,"Tmax XT","TR70"]
["1SDA066571R1","A3S 400 TMF 400-4000 4p F F InN=100%In  ",23543,null,"Formula","TR70"]
["1SFA664005R1205","CURRENT SENSOR#RC120-05",23610,null,"Kontrol","TR71"]
["2CSJ203001R0002","RD3P",23625,null,"Din Rail","TR75"]
["1SDA104693R1","XT5 W FP 630A 4p EF EF IEC/UL",23696,null,"Tmax XT","TR70"]
["1SFL451024R8000","CONTACTOR#UA110-30-00RA#220-230V 50Hz",23737,null,"Kontrol","TR71"]
["1SDA073907R1","E1.2 W FP Iu=1600 3p HR HR              ",23754,null,"Emax 2","TR70"]
[1019715,"%14 - 134 Hz 6,25",23838,null,"LVNQ","TR70"]
["1SFL487002R1311","CONTACTOR#AF190-30-11-13#100-250V",23863,null,"Kontrol","TR71"]
["1SDA067123R1","RC Sel HV 85...690Vac XT1 3p F          ",23886,null,"Tmax XT","TR70"]
["1SDA068231R1","XT3S 250 TMD 200-2000 4p F F InN=100%   ",24008,null,"Tmax XT","TR70"]
["1SDA068232R1","XT3S 250 TMD 250-2500 4p F F InN=100%   ",24008,null,"Tmax XT","TR70"]
["1SAJ929500R0310","CT4L310R/4, 3-Phase Current Transformer",24012,null,"Kontrol","TR71"]
["1SDA067090R1","XT2N 160 Ekip LS/I In=10A 4p F F        ",24056,null,"Tmax XT","TR70"]
["1SDA067091R1","XT2N 160 Ekip LS/I In=25A 4p F F        ",24056,null,"Tmax XT","TR70"]
["1SDA067092R1","XT2N 160 Ekip LS/I In=63A 4p F F        ",24056,null,"Tmax XT","TR70"]
["1SDA067093R1","XT2N 160 Ekip LS/I In=100A 4p F F       ",24056,null,"Tmax XT","TR70"]
["1SDA073711R1","M  E1.2 220-250 VAC/DC                  ",24080,null,"Emax 2","TR70"]
["2CSF204568R1630","F204 B-63/0.03",24100,null,"Din Rail","TR75"]
["1SFL447001R1111","CONTACTOR#AF140-30-11-11#24-60V",24106,null,"Kontrol","TR71"]
["2GCA280744A0030","CLMD43 440V 25kVAR",24112,null,"LVNQ","TR73"]
["2CCA880000R0001","CMS-600",24162,null,"Din Rail","TR75"]
["2CSG251141R4051","M4M 20 Modbus  ",24265,null,"Din Rail","TR72"]
["1SAJ242000R0001","PDP32 PROFIBUS DP Interface",24301,null,"Kontrol","TR71"]
["1SCA120102R1001","OTM40F4CMA230V",24338,null,"Switch","TR79"]
["1SDA067095R1","XT2N 160 Ekip LS/I In=160A 4pFF InN=100%",24358,null,"Tmax XT","TR70"]
["1SDA066572R1","A3N 630 TMF 500-5000 4p F F InN=100%In  ",24410,null,"Formula","TR70"]
["1SFL527002R1311","CONTACTOR#AF205-30-11-13#100-250V",24671,null,"Kontrol","TR71"]
["1SDA067838R1","XT2S 160 Ekip LS/I In=160A 4pFF InN=100%",24682,null,"Tmax XT","TR70"]
["2CSF204001R1950","F204 AC-125/0.03",24727,null,"Din Rail","TR75"]
["1SDA067124R1","RC Inst HV 85...690Vac XT1 4p F         ",24884,null,"Tmax XT","TR70"]
["2CTB815710R0700","OVR T1-T2 3N 12.5-275s P TS QS",25135,null,"Din Rail","TR72"]
["7TCA085400R0410","OVR K10T1/PTC",25162,null,"Din Rail","TR72"]
["1SDA062116R1","GEAR.MOTOR DEVICE T7M-X1 220...250Vac/dc",25304,null,"Tmax","TR70"]
["1SFA664005R1210","CURRENT SENSOR#RC120-10",25452,null,"Kontrol","TR71"]
["1SVR427056R2000","CP-T 48/20.0 Power supply",25628,null,"Kontrol","TR71"]
["1SCA022772R6780","OT315E03CP",25702,null,"Switch","TR79"]
["1SVR750660R0200","CM-IWN.1S Insulation monitoring relay",25742,null,"Kontrol","TR71"]
["1SAJ611000R0101","DX111-FBP.0 IO-Module for UMC100",25806,null,"Kontrol","TR71"]
["2GCA500013A0045","75 kVAr, 400V, 50 Hz, p%7, 189Hz THDV=%8",25854,null,"LVNQ","TR73"]
["1SDA066573R1","A3S 630 TMF 500-5000 4p F F InN=100%In  ",25896,null,"Formula","TR70"]
["1SDA104699R1","XT6 W FP 4p EF EF IEC/UL",25931,null,"Tmax XT","TR70"]
["1SCA120071R1001","OTM100F3CMA230V",25944,null,"Switch","TR79"]
["1SCA022719R0250","OS400D03P",25991,null,"Switch","TR79"]
["1SCA120101R1001","OTM63F4CMA230V",26085,null,"Switch","TR79"]
["1SDA068329R1","XT4S 250 TMA 200-2000 4p F F InN=100%   ",26106,null,"Tmax XT","TR70"]
["1SDA068331R1","XT4S 250 TMA 250-2500 4p F F InN=100%   ",26106,null,"Tmax XT","TR70"]
["1SFA664002R4001","COM KIT#TVOC-2-COM",26120,null,"Kontrol","TR71"]
["1SFA664002R1005","HMI KIT#TVOC-2-H1",26120,null,"Kontrol","TR71"]
["1SDA063118R1","KIT R T7-T7M-X1 6pcs                    ",26151,null,"Tmax","TR70"]
["1SFL467001R1111","CONTACTOR#AF146-30-11-11#24-60V",26185,null,"Kontrol","TR71"]
["1SFA664005R2005","CURRENT SENSOR#RC200-05",26241,null,"Kontrol","TR71"]
["1SDA068147R1","XT4N 250 Ekip LS/I In=250A 4p F F       ",26387,null,"Tmax XT","TR70"]
["1SFL447101R1111","Contactor#AF140-40-11-11#24-60V",26514,null,"Kontrol","TR71"]
["1SDA067125R1","RC Sel HV 85...690Vac XT1 4p F          ",26538,null,"Tmax XT","TR70"]
["2GCA280789A0030","CLMD53 440V 30kVAR",26604,null,"LVNQ","TR73"]
[1019731,"%5,4 - 215 Hz 25",26812,null,"LVNQ","TR70"]
["1SDA105177R1","EKIP COM MODBUS TCP XT2-XT4 INT         ",26817,null,"Tmax XT","TR70"]
["1SDA105189R1","EKIP COM MODBUS TCP XT5 INT             ",26817,null,"Tmax XT","TR70"]
["1SDA066574R1","A3N 630 ELT-LI In=630 4p F F            ",26826,null,"Formula","TR70"]
["1SDA105167R1","EKIP COM MODBUS TCP Tmax XT",26888,null,"Tmax XT","TR70"]
["1SCA022718R9410","OT800E03P",26896,null,"Switch","TR79"]
[350060,"%7 - 189 Hz 50",27080,null,"LVNQ","TR70"]
["1SCA022775R4640","OT250E04CP",27131,null,"Switch","TR79"]
["2CTB815710R1800","OVR T1-T2 3L 12.5-275s P QS",27148,null,"Din Rail","TR72"]
["2CSG204471R4051","M4M 20 Ethernet  ",27176,null,"Din Rail","TR72"]
["1SDA105170R1","EKIP COM PROFIBUS Tmax XT",27269,null,"Tmax XT","TR70"]
["1SDA067121R1","RC Sel 200 HV 85...690Vac XT1 4p F      ",27287,null,"Tmax XT","TR70"]
["7TCA085450R0065","OVR RF 111421",27343,null,"Din Rail","TR72"]
["1SDA105118R1","MIR-H XT6 MECH,LOCK REAR HO. 2 C.BREAKER",27819,null,"Tmax XT","TR70"]
["1SDA076154R1","Ekip Programming Emax2 - Tmax XT        ",27979,null,"Emax 2","TR70"]
["1SDA060387R1","T6 W FP 4p EF                           ",28002,null,"Tmax","TR70"]
["1SFA664005R2010","CURRENT SENSOR#RC200-10",28090,null,"Kontrol","TR71"]
["1SCA120100R1001","OTM80F4CMA230V",28172,null,"Switch","TR79"]
["2TLA020070R8500","Pluto O2",28189,null,"Safety","TR71"]
["1SDA066575R1","A3S 630 ELT-LI In=630 4p F F            ",28241,null,"Formula","TR70"]
["1SVR320861R1000","CP-S.1 24/40.0 Power supply",28339,null,"Kontrol","TR71"]
["1SDA068362R1","XT4H 250 TMA 200-2000 4p F F InN=100%   ",28411,null,"Tmax XT","TR70"]
["1SAX721001R1101","EF460-500 Electronic Overload Relay",28435,null,"Kontrol","TR71"]
["2GCA280776A0030","CLMD53 400/415V 40/43kVAR",28505,null,"LVNQ","TR73"]
["2TLA020070R4800","Pluto B22 Safety-PLC",28559,null,"Safety","TR71"]
["1SFL487102R1311","Contactor#AF190-40-11-13#100-250V",28617,null,"Kontrol","TR71"]
["2CSG274761R4051","M4M 30 Modbus",28633,null,"Din Rail","TR72"]
["1SDA068495R1","XT4S 250 Ekip LS/I In=250A 4p F F       ",28784,null,"Tmax XT","TR70"]
["2CMA100183R1000","B24 352 - 100",28813,null,"Din Rail","TR75"]
["1SDA068364R1","XT4H 250 TMA 250-2500 4p F F InN=100%   ",28848,null,"Tmax XT","TR70"]
["2CCF019631R0001","S804PV-SP80",29105,null,"Din Rail","TR72"]
["2CCF019632R0001","S804PV-SP100",29105,null,"Din Rail","TR72"]
["1SDA073725R1","M  E2.2...E6.2 220-250 VAC/DC           ",29138,null,"Emax 2","TR70"]
["2CSG251131R4051","M4M 20 Profibus",29171,null,"Din Rail","TR72"]
["2CSG236831R4051","M4M 20 Bacnet",29171,null,"Din Rail","TR72"]
[1019717,"%14 - 134 Hz 12,5",29217,null,"LVNQ","TR70"]
["1SCA022775R7150","OT315E04CP",29361,null,"Switch","TR79"]
["2GCA280790A0030","CLMD53 Q35 440V",29539,null,"LVNQ","TR73"]
["1SDA073968R1","KIT EF E1.2-XT7-XT7M F 4PCS             ",29675,null,"Emax 2","TR70"]
["2CTB815710R0600","OVR T1-T2 3L 12.5-275s P TS QS",29886,null,"Din Rail","TR72"]
["2CSG251161R4051","M4M 20 I/O",29935,null,"Din Rail","TR72"]
["2TLA020070R4700","Pluto S20 v2, Safety-PLC",29945,null,"Safety","TR71"]
["2CCF019642R0001","S804PV-SD125",30018,null,"Din Rail","TR72"]
["2CCF019633R0001","S804PV-SP125",30035,null,"Din Rail","TR72"]
["1SCA022771R8500","OT400E03CP",30106,null,"Switch","TR79"]
["2GCA514023A0045","50 kVAr, 400V, 50 Hz, p%14, 134Hz THDV=%8",30219,null,"LVNQ","TR73"]
["1SEP600128R0002","XLP3-4P-8BC",30389,null,"Switch","TR79"]
["2CSG207081R4051","M4M 20 Rogowski",30432,null,"Din Rail","TR72"]
["2CSG239055R4051","M4M 20-M MODBUS",30801,null,"Din Rail","TR72"]
["1SDA067127R1","RC Inst HV 85...690Vac XT3 3p F         ",30806,null,"Tmax XT","TR70"]
[350030,"%5,67 - 210 Hz 50",31040,null,"LVNQ","TR70"]
["1SCA120098R1001","OTM100F4CMA230V",31147,null,"Switch","TR79"]
["1SAJ622000R0101","DX122-FBP.0 IO-Module for UMC100",31228,null,"Kontrol","TR71"]
["1SDA073908R1","E1.2 W FP Iu=1600 4p HR HR              ",31621,null,"Emax 2","TR70"]
["1SFL487002R1111","CONTACTOR#AF190-30-11-11#24-60V",31686,null,"Kontrol","TR71"]
[1019718,"%14 - 134 Hz 25",31859,null,"LVNQ","TR70"]
["1SDA073909R1","E2.2 W FP Iu=2000 3p HR HR              ",32185,null,"Emax 2","TR70"]
["1SDA100345R1","XT5N 400 TMA 400-4000 3p F F",32205,null,"Tmax XT","TR70"]
["2GCA280792A0030","CLMD53 440V 40kVAR",32434,null,"LVNQ","TR73"]
["1SDA067895R1","XT2H 160 Ekip LS/I In=160A 4pFF InN=100%",32511,null,"Tmax XT","TR70"]
["2CSG274681R4051","M4M 30 Ethernet",32799,null,"Din Rail","TR72"]
["1SCA022868R1100","OTZC63",32909,null,"Switch","TR79"]
["1SDA100354R1","XT5N 400 Ekip Dip LS/I In=400 3p F F",32917,null,"Tmax XT","TR70"]
["1SDA074171R1","EKIP 10K E1.2..E6.2-Tmax XT             ",33021,null,"Emax 2","TR70"]
["1SAJ929501R0500","CT5L500R/4, 3-Phase Current Transformer",33218,null,"Kontrol","TR71"]
["1SDA067131R1","RC Sel x XT4 4p                         ",33456,null,"Tmax XT","TR70"]
["SK829070-F","MECH. INTERLOCK#VH800",33514,null,"Kontrol","TR71"]
["2CSG202471R4051","M4M 30 I/O  ",33527,null,"Din Rail","TR72"]
["1SFL527002R1111","CONTACTOR#AF205-30-11-11#24-60V",33731,null,"Kontrol","TR71"]
["1SCA120070R1001","OTM125F3CMA230V",33763,null,"Switch","TR79"]
["1SDA067128R1","RC Sel HV 85...690Vac XT3 3p F          ",33860,null,"Tmax XT","TR70"]
["1SCA022771R8680","OT400E04CP",34057,null,"Switch","TR79"]
["2GCA280855A0030","CLMD53 Q40 525V",34313,null,"LVNQ","TR73"]
["2CSG236791R4051","M4M 30 Profibus",34419,null,"Din Rail","TR72"]
["2CSG202451R4051","M4M 30 Bacnet",34419,null,"Din Rail","TR72"]
["2CSG239065R4051","M4M 20-M ETHERNET",34494,null,"Din Rail","TR72"]
["1SCA022719R2110","OT800E04P",34627,null,"Switch","TR79"]
["1SDA054437R1","T5N 400 TMA 400-4000 3p F F             ",34778,null,"Tmax","TR70"]
[1019732,"%5,4 - 215 Hz 50",34819,null,"LVNQ","TR70"]
["1SDA067129R1","RC Inst HV 85...690Vac XT3 4p F         ",34844,null,"Tmax XT","TR70"]
["1SDA100437R1","XT5S 400 Ekip M Dip I In=320A 3p F F",34931,null,"Tmax XT","TR70"]
["7TCA085400R0341","OVR 30Q",34999,null,"Din Rail","TR72"]
["1SCA151252R1001","OTM40F4C20D400C",35074,null,"Switch","TR79"]
["1SAX821001R1101","EF750-800 Electronic Overload Relay",35198,null,"Kontrol","TR71"]
["1SCA151421R1001","OTM63F2C20D230C",35350,null,"Switch","TR79"]
["1SDA066466R1","MOE XT2-XT4 220...250V ac/dc            ",35433,null,"Tmax XT","TR70"]
["1SDA054317R1","T5N 400 PR221DS-LS/I In=400 3p F F      ",35548,null,"Tmax","TR70"]
["7TCA085450R0063","OVR RF AA1421",35631,null,"Din Rail","TR72"]
["1SDA067130R1","RC Sel HV 85...690Vac XT3 4p F          ",35652,null,"Tmax XT","TR70"]
["1SCA151423R1001","OTM63F3C20D400C",35707,null,"Switch","TR79"]
["1SAJ929501R0850","CT5L850R/4, 3-Phase Current Transformer",35736,null,"Kontrol","TR71"]
["1SFL487102R1111","Contactor#AF190-40-11-11#24-60V",35751,null,"Kontrol","TR71"]
["2CSG202461R4051","M4M 30 Rogowski",35915,null,"Din Rail","TR72"]
["1SDA100415R1","XT5S 400 TMA 400-4000 3p F F",36137,null,"Tmax XT","TR70"]
["2GCA500029A0045","100 kVAr, 400V, 50 Hz, p%7, 189Hz THDV=%8",36255,null,"LVNQ","TR73"]
["2CSG239035R4051","M4M 30-M MODBUS",36345,null,"Din Rail","TR72"]
["1SDA060685R1","MIR-HB T6-S6                            ",36653,null,"Tmax","TR70"]
["1SDA068535R1","XT4H 250 Ekip LS/I In=250A 4p F F       ",36752,null,"Tmax XT","TR70"]
["1SDA054954R1","RC222/4 T4 4p F                         ",36752,null,"Tmax","TR70"]
["1SFL527102R1311","Contactor#AF205-40-11-13#100-250V",36752,null,"Kontrol","TR71"]
["1SCA151254R1001","OTM63F4C20D400C",36821,null,"Switch","TR79"]
["2GCA280729A0030","CLMD63 400/415V 50/54kVAR",36891,null,"LVNQ","TR73"]
["1SDA100424R1","XT5S 400 Ekip Dip LS/I In=400 3p F F",36942,null,"Tmax XT","TR70"]
["1SDA104885R1","MOE XT5 220...250V AC/DC",37291,null,"Tmax XT","TR70"]
["1SDA073990R1","KIT HR/VR E1.2-XT7-XT7M F 4PCS          ",37376,null,"Emax 2","TR70"]
["7TCA085400R0312","OVR RS485Q",37704,null,"Din Rail","TR72"]
["2TLA020070R1800","Pluto S46 v2 Safety PLC 24+16+4+2 No BUS",38257,null,"Safety","TR71"]
["2GCA514013A0045","75 kVAr, 400V, 50 Hz, p%14, 134Hz THDV=%8",38877,null,"LVNQ","TR73"]
["1SDA100438R1","XT5S 400 Ekip M Dip I In=400A 3p F F",38984,null,"Tmax XT","TR70"]
["1SDA054441R1","T5S 400 TMA 400-4000 3p F F             ",39028,null,"Tmax","TR70"]
["1SDA104703R1","XT7-XT7M W FP 3p HR IEC/UL",39333,null,"Tmax XT","TR70"]
["1SDA066472R1","MOE-E XT2-XT4 220..250V ac/dc X REM.CONT",39761,null,"Tmax XT","TR70"]
["1SDA054333R1","T5S 400 PR221DS-LS/I In=400 3p F F      ",39894,null,"Tmax","TR70"]
["1SCA151417R1001","OTM125F2C20D230C",39913,null,"Switch","TR79"]
["1SCA022825R2830","OS630D03P",39999,null,"Switch","TR79"]
["1SAJ530000R0100","UMC100.3 DC, Supply 24 V DC,",40019,null,"Kontrol","TR71"]
["1SAJ530000R1100","UMC100.3 UC, Supply 110-240 V AC/DC,",40019,null,"Kontrol","TR71"]
[1019719,"%14 - 134 Hz 50",40252,null,"LVNQ","TR70"]
["1SDA054897R1","MOE T4-T5 220...250 Vac/dc              ",40274,null,"Tmax","TR70"]
["1SCA151419R1001","OTM125F3C20D400C",40330,null,"Switch","TR79"]
["1SFL527102R1111","Contactor#AF205-40-11-11#24-60V",40430,null,"Kontrol","TR71"]
["1SCA120097R1001","OTM125F4CMA230V",40510,null,"Switch","TR79"]
["1SDA100441R1","XT5S 400 Ekip M Dip LIU In=320A 3p F F",40885,null,"Tmax XT","TR70"]
["2TLA020070R4500","Pluto A20 v2, Safety-PLC",40965,null,"Safety","TR71"]
["1SDA104895R1","MOE XT6 220...250V AC/DC",41341,null,"Tmax XT","TR70"]
["1SCA151250R1001","OTM125F4C20D400C",41583,null,"Switch","TR79"]
["2CSG239045R4051","M4M 30-M ETHERNET",41634,null,"Din Rail","TR72"]
["1SDA100485R1","XT5H 400 TMA 400-4000 3p F F",41758,null,"Tmax XT","TR70"]
["1SAJ929200R0120","CEM11-FBP.120 Earth Leakage Monitor",42470,null,"Kontrol","TR71"]
["1SDA062044R1","T7-X1 W FP 3p HR-HR                     ",42483,null,"Tmax","TR70"]
["2GCA280982A0030","CLMD63 400/415V 60/65kVAR",42575,null,"LVNQ","TR73"]
["1SDA073910R1","E2.2 W FP Iu=2000 4p HR HR              ",42934,null,"Emax 2","TR70"]
["1SDA063110R1","KIT ES T7-T7M-X1 6pcs                   ",42947,null,"Tmax","TR70"]
["1SDA104905R1","MOE-E XT5 220...250V AC/DC",43003,null,"Tmax XT","TR70"]
["2TLA020070R1100","Pluto AS-i v2 Safety-PLC AS-i bus",43154,null,"Safety","TR71"]
["1SCA022860R5930","OT1000E03P",43201,null,"Switch","TR79"]
["2GCA280794A0030","CLMD 53 440V 50kVAr",43264,null,"LVNQ","TR73"]
["2CSG300100R1211","TR6/C",43659,null,"Din Rail","TR75"]
["1SDA100347R1","XT5N 630 TMA 630-6300 3p F F",43843,null,"Tmax XT","TR70"]
["1SCA022868R1360","OTZC64",43999,null,"Switch","TR79"]
["1SDA104702R1","XT7-XT7M W FP 3p EF IEC/UL",44017,null,"Tmax XT","TR70"]
["1SDA100442R1","XT5S 400 Ekip M Dip LIU In=400A 3p F F",44036,null,"Tmax XT","TR70"]
["1SDA060398R1","MOE T6 220...250 Vac/dc                 ",44650,null,"Tmax","TR70"]
["1SDA068163-100108R","XT2N 160 BREAKING PART 3p F F+Ekip Touch Measuring LSI In=40A XT2 3p",45078,null,"Tmax XT","TR70"]
["1SDA068163-100109R","XT2N 160 BREAKING PART 3p F F+Ekip Touch Measuring LSI In=63A XT2 3p",45078,null,"Tmax XT","TR70"]
["1SDA054445R1","T5H 400 TMA 400-4000 3p F F             ",45096,null,"Tmax","TR70"]
["1SDA083372R1","Open CS 3P type C 120                   ",45156,null,"Emax 2","TR70"]
["1SDA100355R1","XT5N 630 Ekip Dip LS/I In=630 3p F F",45193,null,"Tmax XT","TR70"]
["1SDA073911R1","E2.2 W FP Iu=2500 3p HR HR              ",45344,null,"Emax 2","TR70"]
["2GCA280860A0030","CLMD63 500/525V 54/60kVAR",45347,null,"LVNQ","TR73"]
["1SDA062044-63571R1","T7-T7M, çekmece sabit parça VR-VR, 3p",45870,null,"Tmax","TR70"]
["1SDA068163-100110R","XT2N 160 BREAKING PART 3p F F+Ekip Touch Measuring LSI In=100A XT2 3p",45876,null,"Tmax XT","TR70"]
["1SDA068163-100111R","XT2N 160 BREAKING PART 3p F F+Ekip Touch Measuring LSI In=160A XT2 3p",45876,null,"Tmax XT","TR70"]
["1SDA054349R1","T5H 400 PR221DS-LS/I In=400 3p F F      ",46035,null,"Tmax","TR70"]
["1SDA068164-100108R","XT2S 160 BREAKING PART 3p F F+Ekip Touch Measuring LSI In=40A XT2 3p",46331,null,"Tmax XT","TR70"]
["1SDA068164-100109R","XT2S 160 BREAKING PART 3p F F+Ekip Touch Measuring LSI In=63A XT2 3p",46331,null,"Tmax XT","TR70"]
["2GCA291720A0050","REG F5/6 V100/440 RVT2-6",46453,null,"LVNQ","TR70"]
["1SFL547002R1311","CONTACTOR#AF265-30-11-13#100-250V",46698,null,"Kontrol","TR71"]
["1SCA022860R6230","OT1250E03P",46822,null,"Switch","TR79"]
["1SCA022785R6050","OT630E03CP",47022,null,"Switch","TR79"]
["1SDA068164-100110R","XT2S 160 BREAKING PART 3p F F+Ekip Touch Measuring LSI In=100A XT2 3p",47129,null,"Tmax XT","TR70"]
["1SDA068164-100111R","XT2S 160 BREAKING PART 3p F F+Ekip Touch Measuring LSI In=160A XT2 3p",47129,null,"Tmax XT","TR70"]
["1SDA100385R1","XT5N 400 TMA 400-4000 4p F F InN=100%In",47141,null,"Tmax XT","TR70"]
["1SDA060202R1","T6N 630 TMA 630-6300 3p F F             ",47349,null,"Tmax","TR70"]
["1SDA062045R1","T7-X1 W FP 3p EF-EF                     ",47538,null,"Tmax","TR70"]
["1SDA073913R1","E4.2 W FP Iu=3200 3p HR HR              ",47685,null,"Emax 2","TR70"]
["1SCA123790R1001","OMD300E480C-A1",47894,null,"Switch","TR79"]
["1SCA151422R1001","OTM63F2C21D230C",47977,null,"Switch","TR79"]
["1SDA073979R1","Kit ES E1.2-XT7-XT7M F 3pcs             ",48227,null,"Emax 2","TR70"]
["1SCA151424R1001","OTM63F3C21D400C",48482,null,"Switch","TR79"]
["1SCA151253R1001","OTM40F4C21D400C",48670,null,"Switch","TR79"]
["1SDA054396R1","T5N 630 PR221DS-LS/I In=630 3p F F      ",48805,null,"Tmax","TR70"]
["1SDA060226R1","T6N 630 PR221DS-LS/I In=630 3p F F      ",48805,null,"Tmax","TR70"]
["1SDA100396R1","XT5N 400 Ekip Dip LS/I In=400 4p F F",48821,null,"Tmax XT","TR70"]
["1SFL587002R1311","CONTACTOR#AF305-30-11-13#100-250V",48904,null,"Kontrol","TR71"]
["1SDA100439R1","XT5S 630 Ekip M Dip I In=630A 3p F F",48908,null,"Tmax XT","TR70"]
["1SDA100490R1","XT5H 400 Ekip Dip LS/I In=400 3p F F",48913,null,"Tmax XT","TR70"]
["1SDA105131R1","RC Sel x XT5 4p",49461,null,"Tmax XT","TR70"]
[1019704,"%7 - 189 Hz 100",49693,null,"LVNQ","TR70"]
["2GCA285290A0030","CLMD53 500/525V 45/50kVAR",49864,null,"LVNQ","TR73"]
["1SCA151255R1001","OTM63F4C21D400C",49955,null,"Switch","TR79"]
["2TLA020070R6400","Pluto D20 Safety-PLC",50143,null,"Safety","TR71"]
["2TLA020070R1700","Pluto B46 v2 Safety-PLC 24+16+4+2",50143,null,"Safety","TR71"]
["1SDA100417R1","XT5S 630 TMA 630-6300 3p F F",50466,null,"Tmax XT","TR70"]
["1SDA054478R1","T5N 400 TMA 400-4000 4p F F InN=100%In  ",50914,null,"Tmax","TR70"]
["1SDA104705R1","XT7-XT7M W FP 4p HR IEC/UL ",51140,null,"Tmax XT","TR70"]
["1SDA100425R1","XT5S 630 Ekip Dip LS/I In=630 3p F F",51329,null,"Tmax XT","TR70"]
["1SCA022825R4880","OS800D03P",51478,null,"Switch","TR79"]
[1019701,"%5,67 - 210 Hz 100",51966,null,"LVNQ","TR70"]
["1SDA068173-100287R","XT4N 250 BREAKING PART 3p F F+Ekip Touch Measuring LSI In=250A XT4 3p",52531,null,"Tmax XT","TR70"]
["1SDA068165-100108R","XT2H 160 BREAKING PART 3p F F+Ekip Touch Measuring LSI In=40A XT2 3p",52668,null,"Tmax XT","TR70"]
["1SDA068165-100109R","XT2H 160 BREAKING PART 3p F F+Ekip Touch Measuring LSI In=63A XT2 3p",52668,null,"Tmax XT","TR70"]
["2GCA280796A0030","CLMD63 440V 60kVAR",52671,null,"LVNQ","TR73"]
["1SDA054325R1","T5N 400 PR221DS-LS/I In=400 4p F F      ",52724,null,"Tmax","TR70"]
["1SCA151420R1001","OTM125F3C21D400C",52934,null,"Switch","TR79"]
["1SDA100389R1","XT5N 630 TMA 630-6300 4p F F InN=100%In",52973,null,"Tmax XT","TR70"]
["2GCA280781A0030","CLMD63 400/415V 80/86kVAR",53116,null,"LVNQ","TR73"]
["1SFL547002R1111","CONTACTOR#AF265-30-11-11#24-60V",53311,null,"Kontrol","TR71"]
["1SDA100455R1","XT5S 400 TMA 400-4000 4p F F InN=100%In",53325,null,"Tmax XT","TR70"]
["1SDA054955R1","RC222/5 T5 4p F                         ",53418,null,"Tmax","TR70"]
["1SDA068165-100110R","XT2H 160 BREAKING PART 3p F F+Ekip Touch Measuring LSI In=100A XT2 3p",53464,null,"Tmax XT","TR70"]
["1SDA068165-100111R","XT2H 160 BREAKING PART 3p F F+Ekip Touch Measuring LSI In=160A XT2 3p",53464,null,"Tmax XT","TR70"]
["1SDA067132R1","RC B Type x XT3 4 p F                   ",53629,null,"Tmax XT","TR70"]
["2CMA170549R1000","A44 552 - 110",53973,null,"Din Rail","TR75"]
["1SCA022785R6130","OT630E04CP",54038,null,"Switch","TR79"]
["1SDA100487R1","XT5H 630 TMA 630-6300 3p F F",54231,null,"Tmax XT","TR70"]
["1SDA060204R1","T6S 630 TMA 630-6300 3p F F             ",54503,null,"Tmax","TR70"]
["1SDA068174-100287R","XT4S 250 BREAKING PART 3p F F+Ekip Touch Measuring LSI In=250A XT4 3p",54522,null,"Tmax XT","TR70"]
["1SCA151251R1001","OTM125F4C21D400C",54575,null,"Switch","TR79"]
["1SFA664002R1001","EXTENSION UNIT#TVOC-2-E1",55162,null,"Kontrol","TR71"]
["1SDA062048R1","T7-X1 W FP 4p HR-HR                     ",55234,null,"Tmax","TR70"]
["2GCA291721A0050","REG F5/6 V100/440 RVT2-12",55330,null,"LVNQ","TR70"]
["1SDA054404R1","T5S 630 PR221DS-LS/I In=630 3p F F      ",55435,null,"Tmax","TR70"]
["1SDA060236R1","T6S 630 PR221DS-LS/I In=630 3p F F      ",55435,null,"Tmax","TR70"]
["1SDA085565R1","Open CS 3P type C 200                   ",55953,null,"Emax 2","TR70"]
["1SDA100466R1","XT5S 400 Ekip Dip LS/I In=400 4p F F",56137,null,"Tmax XT","TR70"]
["1SCA022860R6150","OT1000E04P",56231,null,"Switch","TR79"]
["2GCA514029A0045","100 kVAr, 400V, 50 Hz, p%14, 134Hz THDV=%8",56549,null,"LVNQ","TR73"]
["1SDA068168-100150R","XT2N 160 BREAKING PART 4p F F+Ekip Touch Measuring LSI In=40A XT2 4p",56673,null,"Tmax XT","TR70"]
["1SDA068168-100151R","XT2N 160 BREAKING PART 4p F F+Ekip Touch Measuring LSI In=63A XT2 4p",56673,null,"Tmax XT","TR70"]
["1SDA068175-100287R","XT4H 250 BREAKING PART 3p F F+Ekip Touch Measuring LSI In=250A XT4 3p",57125,null,"Tmax XT","TR70"]
["1SDA060210R1","T6N 630 TMA 630-6300 4p F F InN=100%In  ",57212,null,"Tmax","TR70"]
["1SCA022860R6580","OT1600E03P",57222,null,"Switch","TR79"]
["1SDA104704R1","XT7-XT7M W FP 4p EF IEC/UL",57227,null,"Tmax XT","TR70"]
["2GCA280797A0030","CLMD63 440V 70kVAR",57240,null,"LVNQ","TR73"]
["1SDA065523R1","ATS021 AUTO.TRAN.SWITCH MULTI VOLTAGE   ",57423,null,"Emax 2","TR70"]
["1SDA054480R1","T5S 400 TMA 400-4000 4p F F InN=100%In  ",57589,null,"Tmax","TR70"]
["1SDA068168-100153R","XT2N 160 BREAKING PART 4p F F+Ekip Touch Measuring LSI In=100A XT2 4p",57669,null,"Tmax XT","TR70"]
["1SDA068168-100152R","XT2N 160 BREAKING PART 4p F F+Ekip Touch Measuring LSI In=160A XT2 4p",57669,null,"Tmax XT","TR70"]
["1SDA062048-63571R1","T7-T7M, çekmece sabit parça VR-VR, 4p",58631,null,"Tmax","TR70"]
["1SDA068169-100150R","XT2S 160 BREAKING PART 4p F F+Ekip Touch Measuring LSI In=40A XT2 4p",58709,null,"Tmax XT","TR70"]
["1SDA068169-100151R","XT2S 160 BREAKING PART 4p F F+Ekip Touch Measuring LSI In=63A XT2 4p",58709,null,"Tmax XT","TR70"]
["1SDA100491R1","XT5H 630 Ekip Dip LS/I In=630 3p F F",58875,null,"Tmax XT","TR70"]
["1SFL607002R1311","CONTACTOR#AF370-30-11-13#100-250V",58905,null,"Kontrol","TR71"]
["1SCA022845R8610","OTM160E3CM230C",58969,null,"Switch","TR79"]
["1SCA128843R1001","OTZC73",59295,null,"Switch","TR79"]
["1SFL587002R1111","CONTACTOR#AF305-30-11-11#24-60V",59300,null,"Kontrol","TR71"]
["2GCA280864A0030","CLMD63 500/525V 73/80kVAR",59458,null,"LVNQ","TR73"]
["1SDA068169-100153R","XT2S 160 BREAKING PART 4p F F+Ekip Touch Measuring LSI In=100A XT2 4p",59705,null,"Tmax XT","TR70"]
["1SDA068169-100152R","XT2S 160 BREAKING PART 4p F F+Ekip Touch Measuring LSI In=160A XT2 4p",59705,null,"Tmax XT","TR70"]
["2CCA880700R0001","CMS-700",59891,null,"Din Rail","TR75"]
["2TLA020070R1400","Pluto B42 AS-i, Safety-PLC AS-i bus, 42",60036,null,"Safety","TR71"]
["1SAJ260000R0100","MTQ22-FBP.0 ModbusTCP Interface",60083,null,"Kontrol","TR71"]
["1SAJ261000R0100","PNQ22-FBP.0 Profinet interface",60083,null,"Kontrol","TR71"]
["1SDA083373R1","Open CS 4P type C 120                   ",60195,null,"Emax 2","TR70"]
["1SFL547102R1311","Contactor#AF265-40-11-13#100-250V",60247,null,"Kontrol","TR71"]
["1SCA022860R6310","OT1250E04P",60343,null,"Switch","TR79"]
["1SDA073912R1","E2.2 W FP Iu=2500 4p HR HR              ",60450,null,"Emax 2","TR70"]
["1SDA054341R1","T5S 400 PR221DS-LS/I In=400 4p F F      ",60627,null,"Tmax","TR70"]
["2GCA291722A0050","REG F5/6 V100/440 RVT2-12 3P",60869,null,"LVNQ","TR70"]
["1SDA100459R1","XT5S 630 TMA 630-6300 4p F F InN=100%In",60908,null,"Tmax XT","TR70"]
["1SDA100550-100600R","XT5N 400 BREAKING PART 3p F F+Ekip Touch Measuring LSI In=400 XT5 3p",61070,null,"Tmax XT","TR70"]
["1SDA100521R1","XT5H 400 TMA 400-4000 4p F F InN=100%In",61159,null,"Tmax XT","TR70"]
["2TLA020070R6600","Pluto D45 Safety-PLC",61183,null,"Safety","TR71"]
["1SCA022848R1510","OTM160E4CM230C",61665,null,"Switch","TR79"]
["1SDA062049R1","T7-X1 W FP 4p EF-EF                     ",61803,null,"Tmax","TR70"]
["1SCA022845R8960","OTM200E3CM230C",62087,null,"Switch","TR79"]
["1SDA100718R1","XT6N 800 TMA 800-8000 3p F F",62219,null,"Tmax XT","TR70"]
[1019733,"%5,4 - 215 Hz 100",62391,null,"LVNQ","TR70"]
["1SFL577001R7011","CONTACTOR#AF400-30-11#100-250V",62748,null,"Kontrol","TR71"]
["1SDA073914R1","E4.2 W FP Iu=3200 4p HR HR              ",63450,null,"Emax 2","TR70"]
["1SDA100528R1","XT5H 400 Ekip Dip LS/I In=400 4p F F",63544,null,"Tmax XT","TR70"]
["1SDA054412R1","T5H 630 PR221DS-LS/I In=630 3p F F      ",63584,null,"Tmax","TR70"]
["1SDA060246R1","T6H 630 PR221DS-LS/I In=630 3p F F      ",63584,null,"Tmax","TR70"]
["1SDA100747R1","XT6S 800 Ekip M Dip I In=800A 3p F F",63695,null,"Tmax XT","TR70"]
["1SDA100719R1","XT6N 800 Ekip Dip LS/I In=800 3p F F",63732,null,"Tmax XT","TR70"]
["1SFL547102R1111","Contactor#AF265-40-11-11#24-60V",64021,null,"Kontrol","TR71"]
["1SDA073980R1","Kit ES E1.2-XT7/XT7M F 4pcs             ",64296,null,"Emax 2","TR70"]
["2GCA285299A0030","CLMD63 500/525V 81,6/90kVAR",64301,null,"LVNQ","TR73"]
["1SDA100554-100600R","XT5S 400 BREAKING PART 3p F F+Ekip Touch Measuring LSI In=400 XT5 3p",64718,null,"Tmax XT","TR70"]
["1SDA100741R1","XT6S 800 Ekip Dip LS/I In=800 3p F F",64742,null,"Tmax XT","TR70"]
["1SDA100740R1","XT6S 800 TMA 800-8000 3p F F",64961,null,"Tmax XT","TR70"]
["2GCA280798A0030","CLMD63 440V 80kVAR",65402,null,"LVNQ","TR73"]
["1SCA022846R1590","OTM200E4CM230C",65448,null,"Switch","TR79"]
["1SDA060211R1","T6S 630 TMA 630-6300 4p F F InN=100%In  ",65781,null,"Tmax","TR70"]
["1SDA068170-100150R","XT2H 160 BREAKING PART 4p F F+Ekip Touch Measuring LSI In=40A XT2 4p",65926,null,"Tmax XT","TR70"]
["1SDA068170-100151R","XT2H 160 BREAKING PART 4p F F+Ekip Touch Measuring LSI In=63A XT2 4p",65926,null,"Tmax XT","TR70"]
["1SDA054482R1","T5H 400 TMA 400-4000 4p F F InN=100%In  ",66052,null,"Tmax","TR70"]
["1SDA068178-100326R","XT4N 250 BREAKING PART 4p F F+Ekip Touch Measuring LSI In=250A XT4 4p",66220,null,"Tmax XT","TR70"]
["1SDA068170-100153R","XT2H 160 BREAKING PART 4p F F+Ekip Touch Measuring LSI In=100A XT2 4p",66922,null,"Tmax XT","TR70"]
["1SDA068170-100152R","XT2H 160 BREAKING PART 4p F F+Ekip Touch Measuring LSI In=160A XT2 4p",66922,null,"Tmax XT","TR70"]
["1SDA060214R1","T6N 800 TMA 800-8000 3p F F             ",67195,null,"Tmax","TR70"]
["1SFL607002R1111","CONTACTOR#AF370-30-11-11#24-60V",67394,null,"Kontrol","TR71"]
["2GCA280731A0030","CLMD83 400/415V 100/110kVAR",67514,null,"LVNQ","TR73"]
["1SDA100397R1","XT5N 630 Ekip Dip LS/I In=630 4p F F",67696,null,"Tmax XT","TR70"]
["1SDA068179-100326R","XT4S 250 BREAKING PART 4p F F+Ekip Touch Measuring LSI In=250A XT4 4p",68211,null,"Tmax XT","TR70"]
["1SCA022785R6300","OT800E03CP",68244,null,"Switch","TR79"]
["1SDA054357R1","T5H 400 PR221DS-LS/I In=400 4p F F      ",68625,null,"Tmax","TR70"]
["1SDA074192R1","EKIP MULTIMETER E1.2...E6.2-Tmax XT     ",68633,null,"Emax 2","TR70"]
["1SDA060268R1","T6N 800 PR221DS-LS/I In=800 3p F F      ",68831,null,"Tmax","TR70"]
["2CSG300200R1211","TR6/A",68897,null,"Din Rail","TR75"]
["1SDA065524R1","ATS022 AUTO.TRAN.SWITCH ADVANCED CONTROL",68951,null,"Emax 2","TR70"]
["1SCA022845R9260","OTM250E3CM230C",69053,null,"Switch","TR79"]
["1SDA060278R1","T6S 800 PR221DS-LS/I In=800 3p F F      ",69923,null,"Tmax","TR70"]
["1SDA060216R1","T6S 800 TMA 800-8000 3p F F             ",70160,null,"Tmax","TR70"]
["1SDA100558-100600R","XT5H 400 BREAKING PART 3p F F+Ekip Touch Measuring LSI In=400 XT5 3p",70289,null,"Tmax XT","TR70"]
["1SDA116751R1","Edge Endüstriyel ağ geçidi standart versiyon",70554,null,"Emax 2","TR70"]
["1SDA066989R1","Ekip T e P TEST AND PROGRAMMING UNIT    ",70638,null,"Emax 2","TR70"]
[1019720,"%14 - 134 Hz 100",71355,null,"LVNQ","TR70"]
["1SDA060206R1","T6H 630 TMA 630-6300 3p F F             ",71451,null,"Tmax","TR70"]
["1SCA022860R6740","OT1600E04P",71559,null,"Switch","TR79"]
["2TLA020070R6601","Pluto D45 Safety PLC, Harsh environment",71744,null,"Safety","TR71"]
["2GCA280865A0030","CLMD83 500/525V 91/100kVAR",72054,null,"LVNQ","TR73"]
["1SFL587102R1311","Contactor#AF305-40-11-13#100-250V",72685,null,"Kontrol","TR71"]
["1SDA054400R1","T5N 630 PR221DS-LS/I In=630 4p F F      ",73114,null,"Tmax","TR70"]
["1SDA060231R1","T6N 630 PR221DS-LS/I In=630 4p F F      ",73114,null,"Tmax","TR70"]
["1SDA100551-100601R","XT5N 630 BREAKING PART 3p F F+Ekip Touch Measuring LSI In=630 XT5 3p",73203,null,"Tmax XT","TR70"]
["2CMA170531R1000","A43 512 - 100",73621,null,"Din Rail","TR75"]
["1SDA068180-100326R","XT4H 250 BREAKING PART 4p F F+Ekip Touch Measuring LSI In=250A XT4 4p",73751,null,"Tmax XT","TR70"]
["1SDA100762R1","XT6H 800 TMA 800-8000 3p F F",73959,null,"Tmax XT","TR70"]
["1SDA100763R1","XT6H 800 Ekip Dip LS/I In=800 3p F F",74320,null,"Tmax XT","TR70"]
["1SDA085563R1","Open CS 4P type C 200                   ",74604,null,"Emax 2","TR70"]
["1SFL607102R1311","Contactor#AF370-40-11-13#100-250V",76578,null,"Kontrol","TR71"]
["1SFL587102R1111","Contactor#AF305-40-11-11#24-60V",77091,null,"Kontrol","TR71"]
["1SDA100467R1","XT5S 630 Ekip Dip LS/I In=630 4p F F",77874,null,"Tmax XT","TR70"]
["1SCA022847R1210","OTM315E3CM230C",78124,null,"Switch","TR79"]
["2CCG000242R0001","SCU100",78342,null,"Din Rail","TR75"]
["1SDA100552-100681R","XT5N 400 BREAKING PART 4p F F+Ekip Touch Measuring LSI In=400 XT5 4p",78759,null,"Tmax XT","TR70"]
["1SDA073915R1","E4.2 W FP Iu=4000 or V version 3p HR HR ",78886,null,"Emax 2","TR70"]
["1SCA108036R1001","OT2000E03P",79145,null,"Switch","TR79"]
["1SCA128844R1001","OTZC74",79189,null,"Switch","TR79"]
["1SVR560730R3401","CM-UFD.M31 Grid feeding monitoring relay",79529,null,"Kontrol","TR71"]
["1SCA123791R1001","OMD800E480C-A1",79769,null,"Switch","TR79"]
["1SDA060218R1","T6H 800 TMA 800-8000 3p F F             ",79875,null,"Tmax","TR70"]
["1SDA060289R1","T6H 800 PR221DS-LS/I In=800 3p F F      ",80267,null,"Tmax","TR70"]
["1SDA100555-100601R","XT5S 630 BREAKING PART 3p F F+Ekip Touch Measuring LSI In=630 XT5 3p",80847,null,"Tmax XT","TR70"]
["1SFL607102R1111","Contactor#AF370-40-11-11#24-60V",80894,null,"Kontrol","TR71"]
["1SDA101366R1","XT7S M 800 Ekip Dip LS/I In=800A 3p F F",81292,null,"Tmax XT","TR70"]
["1SDA107696R1","Open CS 3P type C 290 Ekip UP           ",81546,null,"Emax 2","TR70"]
["1SDA083359R1","Ekip UP Monitor                         ",81703,null,"Emax 2","TR70"]
["1SCA022846R1910","OTM250E4CM230C",82824,null,"Switch","TR79"]
["2GCA281094A0030","CLMD83 400/415V 120/130kVAR",82933,null,"LVNQ","TR73"]
["1SDA100720R1","XT6N 1000 Ekip Dip LS/I In=1000 3p F F",83384,null,"Tmax XT","TR70"]
["2GCA280800A0030","CLMD83 440V 100kVAR",83730,null,"LVNQ","TR73"]
["1SDA100731R1","XT6N 800 TMA 800-8000 4p F F InN=100%In",83799,null,"Tmax XT","TR70"]
["1SDA054408R1","T5S 630 PR221DS-LS/I In=630 4p F F      ",84102,null,"Tmax","TR70"]
["1SDA060241R1","T6S 630 PR221DS-LS/I In=630 4p F F      ",84102,null,"Tmax","TR70"]
["1SDA116752R1","Edge Endüstriyel ağ geçidi 4G Avrupa",84975,null,"Emax 2","TR70"]
["1SDA100742R1","XT6S 1000 Ekip Dip LS/I In=1000 3p F F",85355,null,"Tmax XT","TR70"]
["1SDA100827R1","XT7S 1000 Ekip Dip LS/I In=1000A 3p F F",85557,null,"Tmax XT","TR70"]
["1SDA100764R1","XT6H 1000 Ekip Dip LS/I In=1000 3p F F",85951,null,"Tmax XT","TR70"]
["1SDA100556-100681R","XT5S 400 BREAKING PART 4p F F+Ekip Touch Measuring LSI In=400 XT5 4p",86066,null,"Tmax XT","TR70"]
["1SDA100846R1","XT7S 800 Ekip Touch Meas.LSI In800 3p FF",86200,null,"Tmax XT","TR70"]
["1SCA022785R6210","OT800E04CP",86423,null,"Switch","TR79"]
["1SCA022847R1630","OTM400E3CM230C",86445,null,"Switch","TR79"]
["1SDA100753R1","XT6S 800 TMA 800-8000 4p F F InN=100%In",87751,null,"Tmax XT","TR70"]
["1SDA061981R1","T7S 800 PR231/P LS/I In=800A 3p F F M   ",87796,null,"Tmax","TR70"]
["1SDA100525R1","XT5H 630 TMA 630-6300 4p F F InN=100%In",87990,null,"Tmax XT","TR70"]
["1SDA100529R1","XT5H 630 Ekip Dip LS/I In=630 4p F F",87990,null,"Tmax XT","TR70"]
["2GCA280866A0030","CLMD83 500/525V 109/120kVAR",88381,null,"LVNQ","TR73"]
["1SDA100559-100601R","XT5H 630 BREAKING PART 3p F F+Ekip Touch Measuring LSI In=630 XT5 3p",88460,null,"Tmax XT","TR70"]
["1SCA104972R1001","OT2500E03P",89027,null,"Switch","TR79"]
["1SDA107695R1","Open CS 4P type C 290 Ekip UP           ",89322,null,"Emax 2","TR70"]
["1SDA100732R1","XT6N 800 Ekip Dip LS/I In=800 4p F F",89578,null,"Tmax XT","TR70"]
["1SDA100891R1","XT7H 1000 Ekip Dip LS/I In=1000A 3p F F",89863,null,"Tmax XT","TR70"]
["1SDA060537R1","T6N 1000 PR221DS-LS/I In=1000 3p F F    ",90056,null,"Tmax","TR70"]
["1SCA103567R1001","OTM630E3CM230C",90270,null,"Switch","TR79"]
["1SDA060222R1","T6N 800 TMA 800-8000 4p F F InN=100%In  ",90503,null,"Tmax","TR70"]
["1SDA100910R1","XT7H 800 Ekip Touch Meas.LSI In800 3p FF",90889,null,"Tmax XT","TR70"]
["1SDA101430R1","XT7H M 800 Ekip Dip LS/I In=800A 3p F F",91015,null,"Tmax XT","TR70"]
["1SFA739001R1001","OVERLOAD RELAY#EF1250 DU",91645,null,"Kontrol","TR71"]
["1SCA022872R1680","OT1000E03CP",92312,null,"Switch","TR79"]
["1SDA062738R1","T7S 1000 PR231/P LS/I In=1000A 3p F F   ",92400,null,"Tmax","TR70"]
["1SDA060561R1","T6H 1000 PR221DS-LS/I In=1000 3p F F    ",92824,null,"Tmax","TR70"]
["1SFA664002R5001","CURRENT SENSING UNIT#CSU-2LV",93212,null,"Kontrol","TR71"]
["1SAJ925000R0001","FIM UMC Edition",93356,null,"Kontrol","TR71"]
["1SDA100560-100681R","XT5H 400 BREAKING PART 4p F F+Ekip Touch Measuring LSI In=400 XT5 4p",93484,null,"Tmax XT","TR70"]
["1SDA060547R1","T6S 1000 PR221DS-LS/I In=1000 3p F F    ",93570,null,"Tmax","TR70"]
["1SCA022847R2870","OTM315E4CM230C",93749,null,"Switch","TR79"]
["1SDA100754R1","XT6S 800 Ekip Dip LS/I In=800 4p F F",94392,null,"Tmax XT","TR70"]
["1SDA060223R1","T6S 800 TMA 800-8000 4p F F InN=100%In  ",94769,null,"Tmax","TR70"]
["1SDA060212R1","T6H 630 TMA 630-6300 4p F F InN=100%In  ",95030,null,"Tmax","TR70"]
["1SDA054416R1","T5H 630 PR221DS-LS/I In=630 4p F F      ",95030,null,"Tmax","TR70"]
["1SDA060251R1","T6H 630 PR221DS-LS/I In=630 4p F F      ",95030,null,"Tmax","TR70"]
["1SCA022872R1500","OT1000E04CP",96373,null,"Switch","TR79"]
["1SDA060273R1","T6N 800 PR221DS-LS/I In=800 4p F F      ",96743,null,"Tmax","TR70"]
["1SDA062770R1","T7H 1000 PR231/P LS/I In=1000A 3p F F   ",97055,null,"Tmax","TR70"]
["1SDA101386R1","XT7S M 800 Ekip Touch Meas.LSI 800 3p FF",97131,null,"Tmax XT","TR70"]
["1SDA100553-100682R","XT5N 630 BREAKING PART 4p F F+Ekip Touch Measuring LSI In=630 XT5 4p",97362,null,"Tmax XT","TR70"]
["1SDA101450R1","XT7H M 800 Ekip Touch Meas.LSI 800 3p FF",97535,null,"Tmax XT","TR70"]
["1SDA062658R1","T7H 800 PR231/P LS/I In=800A 3p F F M   ",98294,null,"Tmax","TR70"]
["1SDA100828R1","XT7S 1250 Ekip Dip LS/I In=1250A 3p F F",98370,null,"Tmax XT","TR70"]
["1SCA022872R0790","OT1250E03CP",100313,null,"Switch","TR79"]
["1SDA060283R1","T6S 800 PR221DS-LS/I In=800 4p F F      ",101946,null,"Tmax","TR70"]
["1SFL597001R7011","CONTACTOR#AF460-30-11#100-250V",102026,null,"Kontrol","TR71"]
["1SCA128481R1001","OT3200E03P",102226,null,"Switch","TR79"]
["1SCA108038R1001","OT2000E04P",102226,null,"Switch","TR79"]
["1SCA105475R1001","OS1250D03P",103117,null,"Switch","TR79"]
["1SDA100892R1","XT7H 1250 Ekip Dip LS/I In=1250A 3p F F",103568,null,"Tmax XT","TR70"]
["1SCA022847R3250","OTM400E4CM230C",103664,null,"Switch","TR79"]
["1SDA100847R1","XT7S 1000 Ekip Touch Meas.LSI 1000 3p FF",104436,null,"Tmax XT","TR70"]
["1SDA100775R1","XT6H 800 TMA 800-8000 4p F F InN=100%In",104468,null,"Tmax XT","TR70"]
["1SDA101367R1","XT7S M 1000 Ekip Dip LS/I In1000A 3p F F",104591,null,"Tmax XT","TR70"]
["1SDA073916R1","E4.2 W FP Iu=4000 or V version 4p HR HR ",104988,null,"Emax 2","TR70"]
["1SDA062866R1","T7S 1250 PR231/P LS/I In=1250A 3p F F   ",106240,null,"Tmax","TR70"]
["1SCA105140R1001","OT2500E04P",107496,null,"Switch","TR79"]
["1SDA100557-100682R","XT5S 630 BREAKING PART 4p F F+Ekip Touch Measuring LSI In=630 XT5 4p",107543,null,"Tmax XT","TR70"]
["1SDA101431R1","XT7H M 1000 Ekip Dip LS/I In1000A 3p F F",108002,null,"Tmax XT","TR70"]
["1SDA100776R1","XT6H 800 Ekip Dip LS/I In=800 4p F F",108266,null,"Tmax XT","TR70"]
["1SCA022873R1990","OTM630E4CM230C",108364,null,"Switch","TR79"]
["1SCA153434R1001","OXB200E3X2QT",108723,null,"Switch","TR79"]
["1SCA153433R1001","OXB200E3X2QB",108723,null,"Switch","TR79"]
["1SDA070701R1","E1.2B 630 Ekip Dip LI 3p F F            ",109029,null,"Emax 2","TR70"]
["1SDA100911R1","XT7H 1000 Ekip Touch Meas.LSI 1000 3p FF",109274,null,"Tmax XT","TR70"]
["1SDA070711R1","E1.2C 630 Ekip Dip LI 3p F F            ",111249,null,"Emax 2","TR70"]
["1SDA062898R1","T7H 1250 PR231/P LS/I In=1250A 3p F F   ",111853,null,"Tmax","TR70"]
["1SCA153428R1001","OXB200E3S2QT",112087,null,"Switch","TR79"]
["1SCA153427R1001","OXB200E3S2QB",112087,null,"Switch","TR79"]
["1SDA101387R1","XT7S M 1000 EkipTouch Meas.LSI 1000 3pFF",112169,null,"Tmax XT","TR70"]
["1SDA060224R1","T6H 800 TMA 800-8000 4p F F InN=100%In  ",112826,null,"Tmax","TR70"]
["1SDA062754R1","T7S 1000 PR231/P LS/I In=1000A 3p F F M ",112958,null,"Tmax","TR70"]
["1SDA070741R1","E1.2B 800 Ekip Dip LI 3p F F            ",113763,null,"Emax 2","TR70"]
["1SDA101134R1","XT7S 800 Ekip Touch Meas.LSI In800 4p FF",114655,null,"Tmax XT","TR70"]
["1SDA070751R1","E1.2C 800 Ekip Dip LI 3p F F            ",114805,null,"Emax 2","TR70"]
["1SDA070721R1","E1.2N 630 Ekip Dip LI 3p F F            ",114856,null,"Emax 2","TR70"]
["1SDA072051R1","E1.2B 630 Ekip Dip LI 3p WMP            ",115003,null,"Emax 2","TR70"]
["1SCA022872R1840","OT1600E03CP",116108,null,"Switch","TR79"]
["1SDA062786R1","T7H 1000 PR231/P LS/I In=1000A 3p F F M ",116644,null,"Tmax","TR70"]
["1SDA101368R1","XT7S M 1250 Ekip Dip LS/I In1250A 3p F F",116814,null,"Tmax XT","TR70"]
["1SDA060294R1","T6H 800 PR221DS-LS/I In=800 4p F F      ",116925,null,"Tmax","TR70"]
["1SDA101451R1","XT7H M 1000 EkipTouch Meas.LSI 1000 3pFF",117391,null,"Tmax XT","TR70"]
["1SDA100561-100682R","XT5H 630 BREAKING PART 4p F F+Ekip Touch Measuring LSI In=630 XT5 4p",117655,null,"Tmax XT","TR70"]
["1SDA070702R1","E1.2B 630 Ekip Dip LSI 3p F F           ",118202,null,"Emax 2","TR70"]
["1SDA070781R1","E1.2B 1000 Ekip Dip LI 3p F F           ",118417,null,"Emax 2","TR70"]
["1SDA100848R1","XT7S 1250 Ekip Touch Meas.LSI 1250 3p FF",118898,null,"Tmax XT","TR70"]
["1SCA103570R1001","OTM800E3CM230C",119052,null,"Switch","TR79"]
["1SDA072061R1","E1.2C 630 Ekip Dip LI 3p WMP            ",119260,null,"Emax 2","TR70"]
["1SDA100733R1","XT6N 1000 Ekip Dip LS/I In=1000 4p F F",119502,null,"Tmax XT","TR70"]
["1SDA070712R1","E1.2C 630 Ekip Dip LSI 3p F F           ",119583,null,"Emax 2","TR70"]
["1SDA070761R1","E1.2N 800 Ekip Dip LI 3p F F            ",120073,null,"Emax 2","TR70"]
["1SDA101654R1","XT7S M 800 Ekip Dip LS/I In=800A 4p F F",120219,null,"Tmax XT","TR70"]
["1SDA072091R1","E1.2B 800 Ekip Dip LI 3p WMP            ",120264,null,"Emax 2","TR70"]
["1SCA022872R1250","OT1250E04CP",120386,null,"Switch","TR79"]
["1SDA070704R1MP","E1.2B 630 Ekip Touch LI 3p F F +Ekip Measuring Ölçüm Modülü",120411,null,"Emax 2","TR70"]
["1SDA101190R1","XT7H 800 Ekip Touch Meas.LSI In800 4p FF",120877,null,"Tmax XT","TR70"]
["1SDA070714R1MP","E1.2C 630 Ekip Touch LI 3p F F +Ekip Measuring Ölçüm Modülü",121097,null,"Emax 2","TR70"]
["1SDA070791R1","E1.2C 1000 Ekip Dip LI 3p F F           ",121307,null,"Emax 2","TR70"]
["1SDA101432R1","XT7H M 1250 Ekip Dip LS/I In1250A 3p F F",121783,null,"Tmax XT","TR70"]
["1SDA072052R1","E1.2B 630 Ekip Dip LSI 3p WMP           ",121790,null,"Emax 2","TR70"]
["1SDA070744R1MP","E1.2B 800 Ekip Touch LI 3p F F +Ekip Measuring Ölçüm Modülü",122463,null,"Emax 2","TR70"]
["1SDA070821R1","E1.2B 1250 Ekip Dip LI 3p F F           ",122830,null,"Emax 2","TR70"]
["1SFL617001R7011","CONTACTOR#AF580-30-11#100-250V",122841,null,"Kontrol","TR71"]
["1SDA070742R1","E1.2B 800 Ekip Dip LSI 3p F F           ",123136,null,"Emax 2","TR70"]
["1SDA072062R1","E1.2C 630 Ekip Dip LSI 3p WMP           ",123245,null,"Emax 2","TR70"]
["1SCA153460R1001","OXB250E3X2QT",123299,null,"Switch","TR79"]
["1SCA153459R1001","OXB250E3X2QB",123299,null,"Switch","TR79"]
["1SDA070754R1MP","E1.2C 800 Ekip Touch LI 3p F F +Ekip Measuring Ölçüm Modülü",123950,null,"Emax 2","TR70"]
["1SDA070722R1","E1.2N 630 Ekip Dip LSI 3p F F           ",123990,null,"Emax 2","TR70"]
["1SDA070752R1","E1.2C 800 Ekip Dip LSI 3p F F           ",124436,null,"Emax 2","TR70"]
["1SDA070831R1","E1.2C 1250 Ekip Dip LI 3p F F           ",124753,null,"Emax 2","TR70"]
["1SDA100912R1","XT7H 1250 Ekip Touch Meas.LSI 1250 3p FF",124772,null,"Tmax XT","TR70"]
["1SDA072131R1","E1.2B 1000 Ekip Dip LI 3p WMP           ",125545,null,"Emax 2","TR70"]
["1SDA070801R1","E1.2N 1000 Ekip Dip LI 3p F F           ",125580,null,"Emax 2","TR70"]
["1SDA100755R1","XT6S 1000 Ekip Dip LS/I In=1000 4p F F",125926,null,"Tmax XT","TR70"]
["1SDA072092R1","E1.2B 800 Ekip Dip LSI 3p WMP           ",126083,null,"Emax 2","TR70"]
["1SDA062882R1","T7S 1250 PR231/P LS/I In=1250A 3p F F M ",126160,null,"Tmax","TR70"]
["1SDA072071R1","E1.2N 630 Ekip Dip LI 3p WMP            ",126228,null,"Emax 2","TR70"]
["1SCA153457R1001","OXB250E3S2QT",127117,null,"Switch","TR79"]
["1SCA153456R1001","OXB250E3S2QB",127117,null,"Switch","TR79"]
["1SDA072101R1","E1.2C 800 Ekip Dip LI 3p WMP            ",127395,null,"Emax 2","TR70"]
["1SDA070784R1MP","E1.2B 1000 Ekip Touch LI 3p F F +Ekip Measuring Ölçüm Modülü",127533,null,"Emax 2","TR70"]
["1SDA101388R1","XT7S M 1250 EkipTouch Meas.LSI 1250 3pFF",127780,null,"Tmax XT","TR70"]
["1SDA070782R1","E1.2B 1000 Ekip Dip LSI 3p F F          ",127999,null,"Emax 2","TR70"]
["1SDA072054R1MP","E1.2B 630 Ekip Touch LI 3p WMP +Ekip Measuring Ölçüm Modülü",128085,null,"Emax 2","TR70"]
["1SDA101115R1","XT7S 1000 Ekip Dip LS/I In=1000A 4p F F",128495,null,"Tmax XT","TR70"]
["1SDA070705R1MP","E1.2B 630 Ekip Touch LSI 3p F F +Ekip Measuring Ölçüm Modülü",128800,null,"Emax 2","TR70"]
["1SDA060542R1","T6N 1000 PR221DS-LS/I In=1000 4p F F    ",129060,null,"Tmax","TR70"]
["1SDA101674R1","XT7S M 800 Ekip Touch Meas.LSI 800 4p FF",129179,null,"Tmax XT","TR70"]
["1SDA073917R1","E6.2 W FP Iu=5000 3p HR HR              ",129234,null,"Emax 2","TR70"]
["1SDA070794R1MP","E1.2C 1000 Ekip Touch LI 3p F F +Ekip Measuring Ölçüm Modülü",129325,null,"Emax 2","TR70"]
["1SDA070792R1","E1.2C 1000 Ekip Dip LSI 3p F F          ",129347,null,"Emax 2","TR70"]
["1SFA664002R8001","CURRENT SENSING UNIT#CSU-2MV",129392,null,"Kontrol","TR71"]
["1SDA070724R1MP","E1.2N 630 Ekip Touch LI 3p F F +Ekip Measuring Ölçüm Modülü",129497,null,"Emax 2","TR70"]
["1SDA101730R1","XT7H M 800 Ekip Touch Meas.LSI 800 4p FF",129720,null,"Tmax XT","TR70"]
["1SDA061989R1","T7S 800 PR231/P LS/I In=800A 4p F F M   ",129837,null,"Tmax","TR70"]
["1SDA072141R1","E1.2C 1000 Ekip Dip LI 3p WMP           ",130727,null,"Emax 2","TR70"]
["1SDA072072R1","E1.2N 630 Ekip Dip LSI 3p WMP           ",131042,null,"Emax 2","TR70"]
["1SDA072171R1","E1.2B 1250 Ekip Dip LI 3p WMP           ",131149,null,"Emax 2","TR70"]
["1SDA070715R1MP","E1.2C 630 Ekip Touch LSI 3p F F +Ekip Measuring Ölçüm Modülü",131337,null,"Emax 2","TR70"]
["1SDA062914R1","T7H 1250 PR231/P LS/I In=1250A 3p F F M ",131526,null,"Tmax","TR70"]
["1SDA072132R1","E1.2B 1000 Ekip Dip LSI 3p WMP          ",131677,null,"Emax 2","TR70"]
["1SDA070822R1","E1.2B 1250 Ekip Dip LSI 3p F F          ",131805,null,"Emax 2","TR70"]
["1SDA072064R1MP","E1.2C 630 Ekip Touch LI 3p WMP +Ekip Measuring Ölçüm Modülü",131994,null,"Emax 2","TR70"]
["1SDA070745R1MP","E1.2B 800 Ekip Touch LSI 3p F F +Ekip Measuring Ölçüm Modülü",132137,null,"Emax 2","TR70"]
["1SDA070824R1MP","E1.2B 1250 Ekip Touch LI 3p F F +Ekip Measuring Ölçüm Modülü",132149,null,"Emax 2","TR70"]
["1SDA100777R1","XT6H 1000 Ekip Dip LS/I In=1000 4p F F",132230,null,"Tmax XT","TR70"]
["1SCA128482R1001","OT3200E04P",132405,null,"Switch","TR79"]
["1SDA070762R1","E1.2N 800 Ekip Dip LSI 3p F F           ",132790,null,"Emax 2","TR70"]
["1SDA071331R1","E1.2B 630 Ekip Dip LI 4p F F            ",132916,null,"Emax 2","TR70"]
["1SDA070834R1MP","E1.2C 1250 Ekip Touch LI 3p F F +Ekip Measuring Ölçüm Modülü",133606,null,"Emax 2","TR70"]
["1SDA072102R1","E1.2C 800 Ekip Dip LSI 3p WMP           ",133970,null,"Emax 2","TR70"]
["1SDA070755R1MP","E1.2C 800 Ekip Touch LSI 3p F F +Ekip Measuring Ölçüm Modülü",134024,null,"Emax 2","TR70"]
["1SDA101452R1","XT7H M 1250 EkipTouch Meas.LSI 1250 3pFF",134123,null,"Tmax XT","TR70"]
["1SDA070832R1","E1.2C 1250 Ekip Dip LSI 3p F F          ",134412,null,"Emax 2","TR70"]
["1SDA072111R1","E1.2N 800 Ekip Dip LI 3p WMP            ",134541,null,"Emax 2","TR70"]
["1SDA071341R1","E1.2C 630 Ekip Dip LI 4p F F            ",134541,null,"Emax 2","TR70"]
["1SDA071371R1","E1.2B 800 Ekip Dip LI 4p F F            ",134683,null,"Emax 2","TR70"]
["1SDA101171R1","XT7H 1000 Ekip Dip LS/I In=1000A 4p F F",134927,null,"Tmax XT","TR70"]
["1SDA072094R1MP","E1.2B 800 Ekip Touch LI 3p WMP +Ekip Measuring Ölçüm Modülü",135318,null,"Emax 2","TR70"]
["1SDA072181R1","E1.2C 1250 Ekip Dip LI 3p WMP           ",135340,null,"Emax 2","TR70"]
["1SDA070764R1MP","E1.2N 800 Ekip Touch LI 3p F F +Ekip Measuring Ölçüm Modülü",135377,null,"Emax 2","TR70"]
["1SDA073920R1","E6.2 W FP Iu=6300 or X version 3p HR HR ",135951,null,"Emax 2","TR70"]
["1SDA060556R1","T6S 1000 PR221DS-LS/I In=1000 4p F F    ",136002,null,"Tmax","TR70"]
["1SDA100829R1","XT7S 1600 Ekip Dip LS/I In=1600A 3p F F",136034,null,"Tmax XT","TR70"]
["1SDA070785R1MP","E1.2B 1000 Ekip Touch LSI 3p F F +Ekip Measuring Ölçüm Modülü",136628,null,"Emax 2","TR70"]
["1SDA071381R1","E1.2C 800 Ekip Dip LI 4p F F            ",136747,null,"Emax 2","TR70"]
["1SDA070802R1","E1.2N 1000 Ekip Dip LSI 3p F F          ",136757,null,"Emax 2","TR70"]
["1SCA153507R1001","OXB315E3X2QT",136768,null,"Switch","TR79"]
["1SCA153506R1001","OXB315E3X2QB",136768,null,"Switch","TR79"]
["1SDA070861R1","E1.2B 1600 Ekip Dip LI 3p F F           ",137141,null,"Emax 2","TR70"]
["1SDA070951R1","E2.2N 1250 Ekip Dip LI 3p FHR           ",137521,null,"Emax 2","TR70"]
["1SDA072055R1MP","E1.2B 630 Ekip Touch LSI 3p WMP +Ekip Measuring Ölçüm Modülü",137543,null,"Emax 2","TR70"]
["1SDA072151R1","E1.2N 1000 Ekip Dip LI 3p WMP           ",138220,null,"Emax 2","TR70"]
["1SDA062746R1","T7S 1000 PR231/P LS/I In=1000A 4p F F   ",138775,null,"Tmax","TR70"]
["1SDA101135R1","XT7S 1000 Ekip Touch Meas.LSI 1000 4p FF",138904,null,"Tmax XT","TR70"]
["1SDA072142R1","E1.2C 1000 Ekip Dip LSI 3p WMP          ",139221,null,"Emax 2","TR70"]
["1SDA072172R1","E1.2B 1250 Ekip Dip LSI 3p WMP          ",139437,null,"Emax 2","TR70"]
["1SDA072065R1MP","E1.2C 630 Ekip Touch LSI 3p WMP +Ekip Measuring Ölçüm Modülü",139555,null,"Emax 2","TR70"]
["1SDA070795R1MP","E1.2C 1000 Ekip Touch LSI 3p F F +Ekip Measuring Ölçüm Modülü",139628,null,"Emax 2","TR70"]
["1SDA070804R1MP","E1.2N 1000 Ekip Touch LI 3p F F +Ekip Measuring Ölçüm Modülü",139760,null,"Emax 2","TR70"]
["1SDA072074R1MP","E1.2N 630 Ekip Touch LI 3p WMP +Ekip Measuring Ölçüm Modülü",139903,null,"Emax 2","TR70"]
["1SDA071332R1","E1.2B 630 Ekip Dip LSI 4p F F           ",140470,null,"Emax 2","TR70"]
["1SDA071411R1","E1.2B 1000 Ekip Dip LI 4p F F           ",140746,null,"Emax 2","TR70"]
["1SDA072104R1MP","E1.2C 800 Ekip Touch LI 3p WMP +Ekip Measuring Ölçüm Modülü",140943,null,"Emax 2","TR70"]
["1SCA153502R1001","OXB315E3S2QT",141007,null,"Switch","TR79"]
["1SCA153501R1001","OXB315E3S2QB",141007,null,"Switch","TR79"]
["1SCA022872R2310","OT1600E04CP",141099,null,"Switch","TR79"]
["1SDA072134R1MP","E1.2B 1000 Ekip Touch LI 3p WMP +Ekip Measuring Ölçüm Modülü",141200,null,"Emax 2","TR70"]
["1SDA070825R1MP","E1.2B 1250 Ekip Touch LSI 3p F F +Ekip Measuring Ölçüm Modülü",141270,null,"Emax 2","TR70"]
["1SDA070725R1MP","E1.2N 630 Ekip Touch LSI 3p F F +Ekip Measuring Ölçüm Modülü",141374,null,"Emax 2","TR70"]
["1SDA072681R1","E1.2B 630 Ekip Dip LI 4p WMP            ",142123,null,"Emax 2","TR70"]
["1SDA072095R1MP","E1.2B 800 Ekip Touch LSI 3p WMP +Ekip Measuring Ölçüm Modülü",142205,null,"Emax 2","TR70"]
["1SDA060566R1","T6H 1000 PR221DS-LS/I In=1000 4p F F    ",142802,null,"Tmax","TR70"]
["1SDA100893R1","XT7H 1600 Ekip Dip LS/I In=1600A 3p F F",143321,null,"Tmax XT","TR70"]
["1SDA071342R1","E1.2C 630 Ekip Dip LSI 4p F F           ",143373,null,"Emax 2","TR70"]
["1SDA072301R1","E2.2N 1250 Ekip Dip LI 3p WMP           ",143484,null,"Emax 2","TR70"]
["1SDA072112R1","E1.2N 800 Ekip Dip LSI 3p WMP           ",143579,null,"Emax 2","TR70"]
["1SDA070835R1MP","E1.2C 1250 Ekip Touch LSI 3p F F +Ekip Measuring Ölçüm Modülü",143831,null,"Emax 2","TR70"]
["1SDA071421R1","E1.2C 1000 Ekip Dip LI 4p F F           ",143944,null,"Emax 2","TR70"]
["1SDA072182R1","E1.2C 1250 Ekip Dip LSI 3p WMP          ",143990,null,"Emax 2","TR70"]
["1SDA071351R1","E1.2N 630 Ekip Dip LI 4p F F            ",143990,null,"Emax 2","TR70"]
["1SDA101191R1","XT7H 1000 Ekip Touch Meas.LSI 1000 4p FF",145331,null,"Tmax XT","TR70"]
["1SDA101710R1","XT7H M 800 Ekip Dip LS/I In=800A 4p F F",145666,null,"Tmax XT","TR70"]
["1SDA072691R1","E1.2C 630 Ekip Dip LI 4p WMP            ",145711,null,"Emax 2","TR70"]
["1SDA062778R1","T7H 1000 PR231/P LS/I In=1000A 4p F F   ",145720,null,"Tmax","TR70"]
["1SDA070862R1","E1.2B 1600 Ekip Dip LSI 3p F F          ",145794,null,"Emax 2","TR70"]
["1SDA071372R1","E1.2B 800 Ekip Dip LSI 4p F F           ",145980,null,"Emax 2","TR70"]
["1SDA071451R1","E1.2B 1250 Ekip Dip LI 4p F F           ",146049,null,"Emax 2","TR70"]
["1SDA072144R1MP","E1.2C 1000 Ekip Touch LI 3p WMP +Ekip Measuring Ölçüm Modülü",146091,null,"Emax 2","TR70"]
["1SDA072721R1","E1.2B 800 Ekip Dip LI 4p WMP            ",146155,null,"Emax 2","TR70"]
["1SDA070765R1MP","E1.2N 800 Ekip Touch LSI 3p F F +Ekip Measuring Ölçüm Modülü",146186,null,"Emax 2","TR70"]
["1SDA070871R1","E1.2C 1600 Ekip Dip LI 3p F F           ",146247,null,"Emax 2","TR70"]
["1SCA153520R1001","OXB400E3X2QT",146721,null,"Switch","TR79"]
["1SCA152049R1001","OXB400E3X2QB",146721,null,"Switch","TR79"]
["1SDA062994R1","T7S 1600 PR231/P LS/I In=1600A 3p F F   ",146914,null,"Tmax","TR70"]
["1SDA101116R1","XT7S 1250 Ekip Dip LS/I In=1250A 4p F F",147727,null,"Tmax XT","TR70"]
["1SDA072075R1MP","E1.2N 630 Ekip Touch LSI 3p WMP +Ekip Measuring Ölçüm Modülü",148138,null,"Emax 2","TR70"]
["1SDA072152R1","E1.2N 1000 Ekip Dip LSI 3p WMP          ",148340,null,"Emax 2","TR70"]
["1SDA071461R1","E1.2C 1250 Ekip Dip LI 4p F F           ",148486,null,"Emax 2","TR70"]
["1SDA070952R1","E2.2N 1250 Ekip Dip LSI 3p FHR          ",148760,null,"Emax 2","TR70"]
["1SDA070954R1MP","E2.2N 1250 Ekip Touch LI 3p FHR +Ekip Measuring Ölçüm Modülü",148786,null,"Emax 2","TR70"]
["1SDA071382R1","E1.2C 800 Ekip Dip LSI 4p F F           ",148884,null,"Emax 2","TR70"]
["1SDA072135R1MP","E1.2B 1000 Ekip Touch LSI 3p WMP +Ekip Measuring Ölçüm Modülü",148892,null,"Emax 2","TR70"]
["1SDA101675R1","XT7S M 1000 EkipTouch Meas.LSI 1000 4pFF",149187,null,"Tmax XT","TR70"]
["1SDA072682R1","E1.2B 630 Ekip Dip LSI 4p WMP           ",149194,null,"Emax 2","TR70"]
["1SDA072105R1MP","E1.2C 800 Ekip Touch LSI 3p WMP +Ekip Measuring Ölçüm Modülü",149620,null,"Emax 2","TR70"]
["1SDA072174R1MP","E1.2B 1250 Ekip Touch LI 3p WMP +Ekip Measuring Ölçüm Modülü",149707,null,"Emax 2","TR70"]
["1SDA070971R1","E2.2H 1250 Ekip Dip LI 3p FHR           ",149955,null,"Emax 2","TR70"]
["1SDA071391R1","E1.2N 800 Ekip Dip LI 4p F F            ",150374,null,"Emax 2","TR70"]
["1SDA072114R1MP","E1.2N 800 Ekip Touch LI 3p WMP +Ekip Measuring Ölçüm Modülü",150401,null,"Emax 2","TR70"]
["1SCA153516R1001","OXB400E3S2QT",151253,null,"Switch","TR79"]
["1SCA153515R1001","OXB400E3S2QB",151253,null,"Switch","TR79"]
["1SDA072184R1MP","E1.2C 1250 Ekip Touch LI 3p WMP +Ekip Measuring Ölçüm Modülü",151707,null,"Emax 2","TR70"]
["1SDA072302R1","E2.2N 1250 Ekip Dip LSI 3p WMP          ",151978,null,"Emax 2","TR70"]
["1SDA071412R1","E1.2B 1000 Ekip Dip LSI 4p F F          ",152441,null,"Emax 2","TR70"]
["1SDA070864R1MP","E1.2B 1600 Ekip Touch LI 3p F F +Ekip Measuring Ölçüm Modülü",152518,null,"Emax 2","TR70"]
["1SDA101369R1","XT7S M 1600 Ekip Dip LS/I In1600A 3p F F",152994,null,"Tmax XT","TR70"]
["1SDA072692R1","E1.2C 630 Ekip Dip LSI 4p WMP           ",153020,null,"Emax 2","TR70"]
["1SDA072761R1","E1.2B 1000 Ekip Dip LI 4p WMP           ",153116,null,"Emax 2","TR70"]
["1SDA072321R1","E2.2H 1250 Ekip Dip LI 3p WMP           ",153401,null,"Emax 2","TR70"]
["1SDA070805R1MP","E1.2N 1000 Ekip Touch LSI 3p F F +Ekip Measuring Ölçüm Modülü",154129,null,"Emax 2","TR70"]
["1SDA072701R1","E1.2N 630 Ekip Dip LI 4p WMP            ",154247,null,"Emax 2","TR70"]
["1SDA070981R1","E2.2B 1600 Ekip Dip LI 3p FHR           ",154558,null,"Emax 2","TR70"]
["1SDA072211R1","E1.2B 1600 Ekip Dip LI 3p WMP           ",154617,null,"Emax 2","TR70"]
["1SDA072154R1MP","E1.2N 1000 Ekip Touch LI 3p WMP +Ekip Measuring Ölçüm Modülü",154617,null,"Emax 2","TR70"]
["1SDA072145R1MP","E1.2C 1000 Ekip Touch LSI 3p WMP +Ekip Measuring Ölçüm Modülü",154728,null,"Emax 2","TR70"]
["1SDA063026R1","T7H 1600 PR231/P LS/I In=1600A 3p F F   ",154788,null,"Tmax","TR70"]
["1SDA070872R1","E1.2C 1600 Ekip Dip LSI 3p F F          ",155151,null,"Emax 2","TR70"]
["1SDA071431R1","E1.2N 1000 Ekip Dip LI 4p F F           ",155187,null,"Emax 2","TR70"]
["1SDA101172R1","XT7H 1250 Ekip Dip LS/I In=1250A 4p F F",155539,null,"Tmax XT","TR70"]
["1SCA151028R1001","OXB500E3X2QT",155609,null,"Switch","TR79"]
["1SCA151027R1001","OXB500E3X2QB",155609,null,"Switch","TR79"]
["1SDA072722R1","E1.2B 800 Ekip Dip LSI 4p WMP           ",155965,null,"Emax 2","TR70"]
["1SCA022872R8340","OTM800E4CM230C",156103,null,"Switch","TR79"]
["1SDA101731R1","XT7H M 1000 EkipTouch Meas.LSI 1000 4pFF",156127,null,"Tmax XT","TR70"]
["1SDA071352R1","E1.2N 630 Ekip Dip LSI 4p F F           ",156693,null,"Emax 2","TR70"]
["1SDA072731R1","E1.2C 800 Ekip Dip LI 4p WMP            ",156919,null,"Emax 2","TR70"]
["1SDA070874R1MP","E1.2C 1600 Ekip Touch LI 3p F F +Ekip Measuring Ölçüm Modülü",156989,null,"Emax 2","TR70"]
["1SDA062666R1","T7H 800 PR231/P LS/I In=800A 4p F F M   ",157317,null,"Tmax","TR70"]
["1SCA153435R1001","OXB200E3X3QT",157857,null,"Switch","TR79"]
["1SCA152042R1001","OXB200E3X3QB",157857,null,"Switch","TR79"]
["1SDA101136R1","XT7S 1250 Ekip Touch Meas.LSI 1250 4p FF",158133,null,"Tmax XT","TR70"]
["1SDA070972R1","E2.2H 1250 Ekip Dip LSI 3p FHR          ",158707,null,"Emax 2","TR70"]
["1SDA101433R1","XT7H M 1600 Ekip Dip LS/I In1600A 3p F F",158900,null,"Tmax XT","TR70"]
["1SDA072702R1","E1.2N 630 Ekip Dip LSI 4p WMP           ",158921,null,"Emax 2","TR70"]
["1SDA072331R1","E2.2B 1600 Ekip Dip LI 3p WMP           ",158955,null,"Emax 2","TR70"]
["1SDA071422R1","E1.2C 1000 Ekip Dip LSI 4p F F          ",159017,null,"Emax 2","TR70"]
["1SDA071452R1","E1.2B 1250 Ekip Dip LSI 4p F F          ",159156,null,"Emax 2","TR70"]
["1SDA072115R1MP","E1.2N 800 Ekip Touch LSI 3p WMP +Ekip Measuring Ölçüm Modülü",159470,null,"Emax 2","TR70"]
["1SDA062874R1","T7S 1250 PR231/P LS/I In=1250A 4p F F   ",159541,null,"Tmax","TR70"]
["1SDA070955R1MP","E2.2N 1250 Ekip Touch LSI 3p FHR +Ekip Measuring Ölçüm Modülü",159736,null,"Emax 2","TR70"]
["1SDA072801R1","E1.2B 1250 Ekip Dip LI 4p WMP           ",160364,null,"Emax 2","TR70"]
["1SDA072221R1","E1.2C 1600 Ekip Dip LI 3p WMP           ",160376,null,"Emax 2","TR70"]
["1SCA151026R1001","OXB500E3S2QT",160420,null,"Switch","TR79"]
["1SCA151025R1001","OXB500E3S2QB",160420,null,"Switch","TR79"]
["1SDA070974R1MP","E2.2H 1250 Ekip Touch LI 3p FHR +Ekip Measuring Ölçüm Modülü",160450,null,"Emax 2","TR70"]
["1SDA070984R1MP","E2.2B 1600 Ekip Touch LI 3p FHR +Ekip Measuring Ölçüm Modülü",160663,null,"Emax 2","TR70"]
["1SDA070865R1MP","E1.2B 1600 Ekip Touch LSI 3p F F +Ekip Measuring Ölçüm Modülü",161038,null,"Emax 2","TR70"]
["1SDA072175R1MP","E1.2B 1250 Ekip Touch LSI 3p WMP +Ekip Measuring Ölçüm Modülü",161069,null,"Emax 2","TR70"]
["1SDA072304R1MP","E2.2N 1250 Ekip Touch LI 3p WMP +Ekip Measuring Ölçüm Modülü",161166,null,"Emax 2","TR70"]
["1SDA100849R1","XT7S 1600 Ekip Touch Meas.LSI 1600 3p FF",161453,null,"Tmax XT","TR70"]
["1SDA072322R1","E2.2H 1250 Ekip Dip LSI 3p WMP          ",161737,null,"Emax 2","TR70"]
["1SDA101655R1","XT7S M 1000 Ekip Dip LS/I In1000A 4p F F",161801,null,"Tmax XT","TR70"]
["1SDA071392R1","E1.2N 800 Ekip Dip LSI 4p F F           ",162041,null,"Emax 2","TR70"]
["1SDA071462R1","E1.2C 1250 Ekip Dip LSI 4p F F          ",162326,null,"Emax 2","TR70"]
["1SDA072762R1","E1.2B 1000 Ekip Dip LSI 4p WMP          ",162397,null,"Emax 2","TR70"]
["1SFL637001R7011","CONTACTOR#AF750-30-11#100-250V",162713,null,"Kontrol","TR71"]
["1SDA072771R1","E1.2C 1000 Ekip Dip LI 4p WMP           ",162726,null,"Emax 2","TR70"]
["1SCA153430R1001","OXB200E3S3QT",162731,null,"Switch","TR79"]
["1SCA153429R1001","OXB200E3S3QB",162731,null,"Switch","TR79"]
["1SDA072212R1","E1.2B 1600 Ekip Dip LSI 3p WMP          ",162822,null,"Emax 2","TR70"]
["1SDA083360R1","Ekip UP Protect                         ",163389,null,"Emax 2","TR70"]
["1SDA070991R1","E2.2N 1600 Ekip Dip LI 3p FHR           ",163440,null,"Emax 2","TR70"]
["1SDA072155R1MP","E1.2N 1000 Ekip Touch LSI 3p WMP +Ekip Measuring Ölçüm Modülü",163470,null,"Emax 2","TR70"]
["1SDA072185R1MP","E1.2C 1250 Ekip Touch LSI 3p WMP +Ekip Measuring Ölçüm Modülü",163896,null,"Emax 2","TR70"]
["1SDA072732R1","E1.2C 800 Ekip Dip LSI 4p WMP           ",165183,null,"Emax 2","TR70"]
["1SDA063010R1","T7S 1600 PR231/P LS/I In=1600A 3p F F M ",165233,null,"Tmax","TR70"]
["1SDA072341R1","E2.2N 1600 Ekip Dip LI 3p WMP           ",165235,null,"Emax 2","TR70"]
["1SDA070982R1","E2.2B 1600 Ekip Dip LSI 3p FHR          ",165385,null,"Emax 2","TR70"]
["SK827041-AL","CONTACTOR#EK550-40-11#220-230V 50Hz",165517,null,"Kontrol","TR71"]
["1SDA071581R1","E2.2N 1250 Ekip Dip LI 4p FHR           ",165806,null,"Emax 2","TR70"]
["1SDA101192R1","XT7H 1250 Ekip Touch Meas.LSI 1250 4p FF",165942,null,"Tmax XT","TR70"]
["1SDA072741R1","E1.2N 800 Ekip Dip LI 4p WMP            ",166088,null,"Emax 2","TR70"]
["1SDA101711R1","XT7H M 1000 Ekip Dip LS/I In1000A 4p F F",167084,null,"Tmax XT","TR70"]
["1SDA070875R1MP","E1.2C 1600 Ekip Touch LSI 3p F F +Ekip Measuring Ölçüm Modülü",167335,null,"Emax 2","TR70"]
["1SDA072811R1","E1.2C 1250 Ekip Dip LI 4p WMP           ",167700,null,"Emax 2","TR70"]
["1SDA062906R1","T7H 1250 PR231/P LS/I In=1250A 4p F F   ",167982,null,"Tmax","TR70"]
["1SCA149957R1001","OXB630E3X2QT",168018,null,"Switch","TR79"]
["1SCA151062R1001","OXB630E3X2QB",168018,null,"Switch","TR79"]
["1SDA072222R1","E1.2C 1600 Ekip Dip LSI 3p WMP          ",168169,null,"Emax 2","TR70"]
["1SDA071432R1","E1.2N 1000 Ekip Dip LSI 4p F F          ",169181,null,"Emax 2","TR70"]
["SK827044-AL","CONTACTOR#EK1000-40-11#220-230V 50Hz",169283,null,"Kontrol","TR71"]
["1SDA101676R1","XT7S M 1250 EkipTouch Meas.LSI 1250 4pFF",169953,null,"Tmax XT","TR70"]
["1SDA070985R1MP","E2.2B 1600 Ekip Touch LSI 3p FHR +Ekip Measuring Ölçüm Modülü",170205,null,"Emax 2","TR70"]
["1SDA072305R1MP","E2.2N 1250 Ekip Touch LSI 3p WMP +Ekip Measuring Ölçüm Modülü",170367,null,"Emax 2","TR70"]
["1SDA072802R1","E1.2B 1250 Ekip Dip LSI 4p WMP          ",170633,null,"Emax 2","TR70"]
["1SDA072332R1","E2.2B 1600 Ekip Dip LSI 3p WMP          ",170749,null,"Emax 2","TR70"]
["1SDA070992R1","E2.2N 1600 Ekip Dip LSI 3p FHR          ",170822,null,"Emax 2","TR70"]
["1SDA072772R1","E1.2C 1000 Ekip Dip LSI 4p WMP          ",170842,null,"Emax 2","TR70"]
["1SDA072781R1","E1.2N 1000 Ekip Dip LI 4p WMP           ",170958,null,"Emax 2","TR70"]
["1SDA072324R1MP","E2.2H 1250 Ekip Touch LI 3p WMP +Ekip Measuring Ölçüm Modülü",171242,null,"Emax 2","TR70"]
["1SDA070975R1MP","E2.2H 1250 Ekip Touch LSI 3p FHR +Ekip Measuring Ölçüm Modülü",171342,null,"Emax 2","TR70"]
["1SDA063042R1","T7H 1600 PR231/P LS/I In=1600A 3p F F M ",171612,null,"Tmax","TR70"]
["1SDA072742R1","E1.2N 800 Ekip Dip LSI 4p WMP           ",172951,null,"Emax 2","TR70"]
["1SCA151055R1001","OXB630E3S2QT",173212,null,"Switch","TR79"]
["1SCA151054R1001","OXB630E3S2QB",173212,null,"Switch","TR79"]
["1SCA153462R1001","OXB250E3X3QT",173329,null,"Switch","TR79"]
["1SCA153461R1001","OXB250E3X3QB",173329,null,"Switch","TR79"]
["1SDA101389R1","XT7S M 1600 EkipTouch Meas.LSI 1600 3pFF",173739,null,"Tmax XT","TR70"]
["1SDA070994R1MP","E2.2N 1600 Ekip Touch LI 3p FHR +Ekip Measuring Ölçüm Modülü",174607,null,"Emax 2","TR70"]
["1SDA062762R1","T7S 1000 PR231/P LS/I In=1000A 4p F F M ",174744,null,"Tmax","TR70"]
["1SDA072342R1","E2.2N 1600 Ekip Dip LSI 3p WMP          ",174844,null,"Emax 2","TR70"]
["1SDA071011R1","E2.2H 1600 Ekip Dip LI 3p FHR           ",176067,null,"Emax 2","TR70"]
["1SDA072214R1MP","E1.2B 1600 Ekip Touch LI 3p WMP +Ekip Measuring Ölçüm Modülü",176214,null,"Emax 2","TR70"]
["1SDA071582R1","E2.2N 1250 Ekip Dip LSI 4p FHR          ",176356,null,"Emax 2","TR70"]
["1SDA072812R1","E1.2C 1250 Ekip Dip LSI 4p WMP          ",176730,null,"Emax 2","TR70"]
["1SDA071491R1","E1.2B 1600 Ekip Dip LI 4p F F           ",176799,null,"Emax 2","TR70"]
["1SDA101732R1","XT7H M 1250 EkipTouch Meas.LSI 1250 4pFF",178386,null,"Tmax XT","TR70"]
["1SDA072361R1","E2.2H 1600 Ekip Dip LI 3p WMP           ",178678,null,"Emax 2","TR70"]
["1SCA153458R1001","OXB250E3S3QT",178695,null,"Switch","TR79"]
["1SCA152435R1001","OXB250E3S3QB",178695,null,"Switch","TR79"]
["1SDA072334R1MP","E2.2B 1600 Ekip Touch LI 3p WMP +Ekip Measuring Ölçüm Modülü",178874,null,"Emax 2","TR70"]
["1SDA071601R1","E2.2H 1250 Ekip Dip LI 4p FHR           ",179419,null,"Emax 2","TR70"]
["1SDA072224R1MP","E1.2C 1600 Ekip Touch LI 3p WMP +Ekip Measuring Ölçüm Modülü",180021,null,"Emax 2","TR70"]
["1SDA062794R1","T7H 1000 PR231/P LS/I In=1000A 4p F F M ",180454,null,"Tmax","TR70"]
["1SDA072325R1MP","E2.2H 1250 Ekip Touch LSI 3p WMP +Ekip Measuring Ölçüm Modülü",180505,null,"Emax 2","TR70"]
["1SDA101656R1","XT7S M 1250 Ekip Dip LS/I In1250A 4p F F",180740,null,"Tmax XT","TR70"]
["1SDA101453R1","XT7H M 1600 EkipTouch Meas.LSI 1600 3pFF",182613,null,"Tmax XT","TR70"]
["1SDA071012R1","E2.2H 1600 Ekip Dip LSI 3p FHR          ",182997,null,"Emax 2","TR70"]
["1SDA071492R1","E1.2B 1600 Ekip Dip LSI 4p F F          ",183215,null,"Emax 2","TR70"]
["1SDA072215R1MP","E1.2B 1600 Ekip Touch LSI 3p WMP +Ekip Measuring Ölçüm Modülü",183487,null,"Emax 2","TR70"]
["1SFA664001R1004","ARC MONITOR#TVOC-2-48-C",183853,null,"Kontrol","TR71"]
["1SFA664001R1003","ARC MONITOR#TVOC-2-240-C",183853,null,"Kontrol","TR71"]
["1SFA664001R1002","ARC MONITOR#TVOC-2-48",183853,null,"Kontrol","TR71"]
["1SFA664001R1001","ARC MONITOR#TVOC-2-240",183853,null,"Kontrol","TR71"]
["1SDA072344R1MP","E2.2N 1600 Ekip Touch LI 3p WMP +Ekip Measuring Ölçüm Modülü",185059,null,"Emax 2","TR70"]
["1SDA072931R1","E2.2N 1250 Ekip Dip LI 4p WMP           ",185083,null,"Emax 2","TR70"]
["1SDA070995R1MP","E2.2N 1600 Ekip Touch LSI 3p FHR +Ekip Measuring Ölçüm Modülü",185851,null,"Emax 2","TR70"]
["1SDA072362R1","E2.2H 1600 Ekip Dip LSI 3p WMP          ",186299,null,"Emax 2","TR70"]
["1SDA072961R1","E2.2B 1600 Ekip Dip LI 4p WMP           ",187293,null,"Emax 2","TR70"]
["1SDA072932R1","E2.2N 1250 Ekip Dip LSI 4p WMP          ",187481,null,"Emax 2","TR70"]
["1SDA072225R1MP","E1.2C 1600 Ekip Touch LSI 3p WMP +Ekip Measuring Ölçüm Modülü",187586,null,"Emax 2","TR70"]
["1SDA072335R1MP","E2.2B 1600 Ekip Touch LSI 3p WMP +Ekip Measuring Ölçüm Modülü",187676,null,"Emax 2","TR70"]
["1SDA071501R1","E1.2C 1600 Ekip Dip LI 4p F F           ",188690,null,"Emax 2","TR70"]
["1SDA072782R1","E1.2N 1000 Ekip Dip LSI 4p WMP          ",188822,null,"Emax 2","TR70"]
["1SDA071611R1","E2.2B 1600 Ekip Dip LI 4p FHR           ",189202,null,"Emax 2","TR70"]
["1SCA152044R1001","OXB200E3X4QT",189422,null,"Switch","TR79"]
["1SCA152043R1001","OXB200E3X4QB",189422,null,"Switch","TR79"]
["1SDA071602R1","E2.2H 1250 Ekip Dip LSI 4p FHR          ",189502,null,"Emax 2","TR70"]
["1SCA153509R1001","OXB315E3X3QT",189759,null,"Switch","TR79"]
["1SCA153508R1001","OXB315E3X3QB",189759,null,"Switch","TR79"]
["1SDA071014R1MP","E2.2H 1600 Ekip Touch LI 3p FHR +Ekip Measuring Ölçüm Modülü",189983,null,"Emax 2","TR70"]
["1SDA072951R1","E2.2H 1250 Ekip Dip LI 4p WMP           ",191078,null,"Emax 2","TR70"]
["1SDA071021R1","E2.2B 2000 Ekip Dip LI 3p FHR           ",191266,null,"Emax 2","TR70"]
["1SDA072841R1","E1.2B 1600 Ekip Dip LI 4p WMP           ",191392,null,"Emax 2","TR70"]
["1SDA071502R1","E1.2C 1600 Ekip Dip LSI 4p F F          ",192253,null,"Emax 2","TR70"]
["1SDA101712R1","XT7H M 1250 Ekip Dip LS/I In1250A 4p F F",193390,null,"Tmax XT","TR70"]
["1SDA071612R1","E2.2B 1600 Ekip Dip LSI 4p FHR          ",193667,null,"Emax 2","TR70"]
["1SDA072345R1MP","E2.2N 1600 Ekip Touch LSI 3p WMP +Ekip Measuring Ölçüm Modülü",193956,null,"Emax 2","TR70"]
["1SFL647001R7011","CONTACTOR#AF1250-30-11#100-250V 50/60Hz",195143,null,"Kontrol","TR71"]
["1SDA062890R1","T7S 1250 PR231/P LS/I In=1250A 4p F F M ",195198,null,"Tmax","TR70"]
["1SCA153432R1001","OXB200E3S4QT",195280,null,"Switch","TR79"]
["1SCA153431R1001","OXB200E3S4QB",195280,null,"Switch","TR79"]
["1SDA072962R1","E2.2B 1600 Ekip Dip LSI 4p WMP          ",195394,null,"Emax 2","TR70"]
["1SCA153503R1001","OXB315E3S3QT",195634,null,"Switch","TR79"]
["1SCA152046R1001","OXB315E3S3QB",195634,null,"Switch","TR79"]
["1SDA071031R1","E2.2N 2000 Ekip Dip LI 3p FHR           ",196061,null,"Emax 2","TR70"]
["1SFL657001R7011","CONTACTOR#AF1350-30-11#100-250V a.c./d.c",196321,null,"Kontrol","TR71"]
["1SDA072851R1","E1.2C 1600 Ekip Dip LI 4p WMP           ",199629,null,"Emax 2","TR70"]
["1SCA153522R1001","OXB400E3X3QT",200151,null,"Switch","TR79"]
["1SCA153521R1001","OXB400E3X3QB",200151,null,"Switch","TR79"]
["1SDA072952R1","E2.2H 1250 Ekip Dip LSI 4p WMP          ",200789,null,"Emax 2","TR70"]
["1SDA071015R1MP","E2.2H 1600 Ekip Touch LSI 3p FHR +Ekip Measuring Ölçüm Modülü",200998,null,"Emax 2","TR70"]
["1SDA071621R1","E2.2N 1600 Ekip Dip LI 4p FHR           ",201684,null,"Emax 2","TR70"]
["1SDA071022R1","E2.2B 2000 Ekip Dip LSI 3p FHR          ",202704,null,"Emax 2","TR70"]
["1SDA072371R1","E2.2B 2000 Ekip Dip LI 3p WMP           ",202751,null,"Emax 2","TR70"]
["1SDA072842R1","E1.2B 1600 Ekip Dip LSI 4p WMP          ",204158,null,"Emax 2","TR70"]
["1SDA101117R1","XT7S 1600 Ekip Dip LS/I In=1600A 4p F F",204322,null,"Tmax XT","TR70"]
["1SDA072381R1","E2.2N 2000 Ekip Dip LI 3p WMP           ",204474,null,"Emax 2","TR70"]
["1SDA072364R1MP","E2.2H 1600 Ekip Touch LI 3p WMP +Ekip Measuring Ölçüm Modülü",204955,null,"Emax 2","TR70"]
["1SDA071032R1","E2.2N 2000 Ekip Dip LSI 3p FHR          ",205379,null,"Emax 2","TR70"]
["1SCA153518R1001","OXB400E3S3QT",206350,null,"Switch","TR79"]
["1SCA153517R1001","OXB400E3S3QB",206350,null,"Switch","TR79"]
["1SDA072971R1","E2.2N 1600 Ekip Dip LI 4p WMP           ",206804,null,"Emax 2","TR70"]
["1SCA153464R1001","OXB250E3X4QT",207994,null,"Switch","TR79"]
["1SCA153463R1001","OXB250E3X4QB",207994,null,"Switch","TR79"]
["1SDA062922R1","T7H 1250 PR231/P LS/I In=1250A 4p F F M ",208863,null,"Tmax","TR70"]
["1SCA124856R1001","OT4000E04P",209549,null,"Switch","TR79"]
["1SDA071024R1MP","E2.2B 2000 Ekip Touch LI 3p FHR +Ekip Measuring Ölçüm Modülü",210343,null,"Emax 2","TR70"]
["1SDA072372R1","E2.2B 2000 Ekip Dip LSI 3p WMP          ",211074,null,"Emax 2","TR70"]
["1SDA071041R1","E2.2S 2000 Ekip Dip LI 3p FHR           ",211141,null,"Emax 2","TR70"]
["1SCA151745R1001","OXB500E3X3QT",211271,null,"Switch","TR79"]
["1SCA151744R1001","OXB500E3X3QB",211271,null,"Switch","TR79"]
["1SDA072365R1MP","E2.2H 1600 Ekip Touch LSI 3p WMP +Ekip Measuring Ölçüm Modülü",211802,null,"Emax 2","TR70"]
["1SDA071034R1MP","E2.2N 2000 Ekip Touch LI 3p FHR +Ekip Measuring Ölçüm Modülü",211895,null,"Emax 2","TR70"]
["1SCA151065R1001","OXB630E3X3QT",213286,null,"Switch","TR79"]
["1SCA151064R1001","OXB630E3X3QB",213286,null,"Switch","TR79"]
["1SDA072852R1","E1.2C 1600 Ekip Dip LSI 4p WMP          ",214044,null,"Emax 2","TR70"]
["1SDA072382R1","E2.2N 2000 Ekip Dip LSI 3p WMP          ",214232,null,"Emax 2","TR70"]
["1SDA071051R1","E2.2H 2000 Ekip Dip LI 3p FHR           ",214312,null,"Emax 2","TR70"]
["1SCA152045R1001","OXB250E3S4QT",214436,null,"Switch","TR79"]
["1SCA152794R1001","OXB250E3S4QB",214436,null,"Switch","TR79"]
["1SDA101137R1","XT7S 1600 Ekip Touch Meas.LSI 1600 4p FF",214731,null,"Tmax XT","TR70"]
["1SDA071622R1","E2.2N 1600 Ekip Dip LSI 4p FHR          ",214762,null,"Emax 2","TR70"]
["1SDA071641R1","E2.2H 1600 Ekip Dip LI 4p FHR           ",214845,null,"Emax 2","TR70"]
["1SDA101173R1","XT7H 1600 Ekip Dip LS/I In=1600A 4p F F",215252,null,"Tmax XT","TR70"]
["1SCA112677R1001","OTM1000E3CM230C",215496,null,"Switch","TR79"]
["1SCA151742R1001","OXB500E3S3QT",217805,null,"Switch","TR79"]
["1SCA151741R1001","OXB500E3S3QB",217805,null,"Switch","TR79"]
["1SDA071042R1","E2.2S 2000 Ekip Dip LSI 3p FHR          ",218799,null,"Emax 2","TR70"]
["1SDA071025R1MP","E2.2B 2000 Ekip Touch LSI 3p FHR +Ekip Measuring Ölçüm Modülü",218930,null,"Emax 2","TR70"]
["1SCA151058R1001","OXB630E3S3QT",219886,null,"Switch","TR79"]
["1SCA151057R1001","OXB630E3S3QB",219886,null,"Switch","TR79"]
["1SDA072391R1","E2.2S 2000 Ekip Dip LI 3p WMP           ",220354,null,"Emax 2","TR70"]
["1SDA063002R1","T7S 1600 PR231/P LS/I In=1600A 4p F F   ",220668,null,"Tmax","TR70"]
["1SDA071035R1MP","E2.2N 2000 Ekip Touch LSI 3p FHR +Ekip Measuring Ölçüm Modülü",221357,null,"Emax 2","TR70"]
["1SCA103908R1001","OT2000E03CP",221547,null,"Switch","TR79"]
["1SDA071052R1","E2.2H 2000 Ekip Dip LSI 3p FHR          ",221551,null,"Emax 2","TR70"]
["1SDA101657R1","XT7S M 1600 Ekip Dip LS/I In1600A 4p F F",222459,null,"Tmax XT","TR70"]
["1SDA072401R1","E2.2H 2000 Ekip Dip LI 3p WMP           ",222713,null,"Emax 2","TR70"]
["1SDA072991R1","E2.2H 1600 Ekip Dip LI 4p WMP           ",222744,null,"Emax 2","TR70"]
["1SDA072972R1","E2.2N 1600 Ekip Dip LSI 4p WMP          ",223224,null,"Emax 2","TR70"]
["1SDA072374R1MP","E2.2B 2000 Ekip Touch LI 3p WMP +Ekip Measuring Ölçüm Modülü",223252,null,"Emax 2","TR70"]
["1SDA071642R1","E2.2H 1600 Ekip Dip LSI 4p FHR          ",224962,null,"Emax 2","TR70"]
["1SDA101193R1","XT7H 1600 Ekip Touch Meas.LSI 1600 4p FF",225648,null,"Tmax XT","TR70"]
["1SDA071044R1MP","E2.2S 2000 Ekip Touch LI 3p FHR +Ekip Measuring Ölçüm Modülü",225815,null,"Emax 2","TR70"]
["1SDA072384R1MP","E2.2N 2000 Ekip Touch LI 3p WMP +Ekip Measuring Ölçüm Modülü",226570,null,"Emax 2","TR70"]
["1SCA152047R1001","OXB315E3X4QT",227717,null,"Switch","TR79"]
["1SCA153510R1001","OXB315E3X4QB",227717,null,"Switch","TR79"]
["1SDA072392R1","E2.2S 2000 Ekip Dip LSI 3p WMP          ",228234,null,"Emax 2","TR70"]
["1SCA112676R1001","OTM1250E3CM230C",228484,null,"Switch","TR79"]
["1SDA083361R1","Ekip UP Protect +                       ",228714,null,"Emax 2","TR70"]
["1SDA071054R1MP","E2.2H 2000 Ekip Touch LI 3p FHR +Ekip Measuring Ölçüm Modülü",229261,null,"Emax 2","TR70"]
["1SDA072402R1","E2.2H 2000 Ekip Dip LSI 3p WMP          ",230126,null,"Emax 2","TR70"]
["1SDA101677R1","XT7S M 1600 EkipTouch Meas.LSI 1600 4pFF",231077,null,"Tmax XT","TR70"]
["1SDA072375R1MP","E2.2B 2000 Ekip Touch LSI 3p WMP +Ekip Measuring Ölçüm Modülü",231984,null,"Emax 2","TR70"]
["1SDA063034R1","T7H 1600 PR231/P LS/I In=1600A 4p F F   ",232468,null,"Tmax","TR70"]
["1SDA072992R1","E2.2H 1600 Ekip Dip LSI 4p WMP          ",234022,null,"Emax 2","TR70"]
["1SCA153505R1001","OXB315E3S4QT",234757,null,"Switch","TR79"]
["1SCA153504R1001","OXB315E3S4QB",234757,null,"Switch","TR79"]
["1SDA072385R1MP","E2.2N 2000 Ekip Touch LSI 3p WMP +Ekip Measuring Ölçüm Modülü",235415,null,"Emax 2","TR70"]
["1SDA071045R1MP","E2.2S 2000 Ekip Touch LSI 3p FHR +Ekip Measuring Ölçüm Modülü",235963,null,"Emax 2","TR70"]
["1SCA103912R1001","OT2000E04CP",238633,null,"Switch","TR79"]
["1SDA071055R1MP","E2.2H 2000 Ekip Touch LSI 3p FHR +Ekip Measuring Ölçüm Modülü",238679,null,"Emax 2","TR70"]
["1SDA101713R1","XT7H M 1600 Ekip Dip LS/I In1600A 4p F F",239409,null,"Tmax XT","TR70"]
["1SDA071651R1","E2.2B 2000 Ekip Dip LI 4p FHR           ",239630,null,"Emax 2","TR70"]
["1SDA072411R1","E2.2N 2500 Ekip Dip LI 3p WMP           ",239829,null,"Emax 2","TR70"]
["1SCA153524R1001","OXB400E3X4QT",240188,null,"Switch","TR79"]
["1SCA153523R1001","OXB400E3X4QB",240188,null,"Switch","TR79"]
["1SDA063018R1","T7S 1600 PR231/P LS/I In=1600A 4p F F M ",240254,null,"Tmax","TR70"]
["1SDA101733R1","XT7H M 1600 EkipTouch Meas.LSI 1600 4pFF",242869,null,"Tmax XT","TR70"]
["1SDA072394R1MP","E2.2S 2000 Ekip Touch LI 3p WMP +Ekip Measuring Ölçüm Modülü",242968,null,"Emax 2","TR70"]
["1SDA073918R1","E6.2 W FP Iu=5000 4p HR HR              ",246234,null,"Emax 2","TR70"]
["1SDA071061R1","E2.2N 2500 Ekip Dip LI 3p FHR           ",246318,null,"Emax 2","TR70"]
["1SDA071661R1","E2.2N 2000 Ekip Dip LI 4p FHR           ",246470,null,"Emax 2","TR70"]
["1SCA150940R1001","OXB800E3X2QT",246701,null,"Switch","TR79"]
["1SCA149960R1001","OXB800E3X2QB",246701,null,"Switch","TR79"]
["1SDA072404R1MP","E2.2H 2000 Ekip Touch LI 3p WMP +Ekip Measuring Ölçüm Modülü",247187,null,"Emax 2","TR70"]
["1SCA153519R1001","OXB400E3S4QT",247612,null,"Switch","TR79"]
["1SCA152048R1001","OXB400E3S4QB",247612,null,"Switch","TR79"]
["1SDA072412R1","E2.2N 2500 Ekip Dip LSI 3p WMP          ",248832,null,"Emax 2","TR70"]
["1SDA072395R1MP","E2.2S 2000 Ekip Touch LSI 3p WMP +Ekip Measuring Ölçüm Modülü",251536,null,"Emax 2","TR70"]
["1SCA151746R1001","OXB500E3X4QT",253524,null,"Switch","TR79"]
["1SCA149956R1001","OXB500E3X4QB",253524,null,"Switch","TR79"]
["1SDA071062R1","E2.2N 2500 Ekip Dip LSI 3p FHR          ",254010,null,"Emax 2","TR70"]
["1SCA150935R1001","OXB800E3S2QT",254330,null,"Switch","TR79"]
["1SCA150934R1001","OXB800E3S2QB",254330,null,"Switch","TR79"]
["1SCA112678R1001","OTM1600E3CM230C",255620,null,"Switch","TR79"]
["1SCA151068R1001","OXB630E3X4QT",255946,null,"Switch","TR79"]
["1SCA151067R1001","OXB630E3X4QB",255946,null,"Switch","TR79"]
["1SDA072405R1MP","E2.2H 2000 Ekip Touch LSI 3p WMP +Ekip Measuring Ölçüm Modülü",256647,null,"Emax 2","TR70"]
["1SDA071671R1","E2.2S 2000 Ekip Dip LI 4p FHR           ",258385,null,"Emax 2","TR70"]
["1SDA073919R1","E6.2 W FP Iu=5000 4p/f HR HR            ",258530,null,"Emax 2","TR70"]
["1SDA073921R1","E6.2 W FP Iu=6300 or X version 4p HR HR ",258541,null,"Emax 2","TR70"]
["1SDA063050R1","T7H 1600 PR231/P LS/I In=1600A 4p F F M ",258566,null,"Tmax","TR70"]
["1SDA071652R1","E2.2B 2000 Ekip Dip LSI 4p FHR          ",259067,null,"Emax 2","TR70"]
["1SDA073001R1","E2.2B 2000 Ekip Dip LI 4p WMP           ",259177,null,"Emax 2","TR70"]
["1SDA071662R1","E2.2N 2000 Ekip Dip LSI 4p FHR          ",260542,null,"Emax 2","TR70"]
["1SCA151743R1001","OXB500E3S4QT",261367,null,"Switch","TR79"]
["1SCA150003R1001","OXB500E3S4QB",261367,null,"Switch","TR79"]
["1SDA071681R1","E2.2H 2000 Ekip Dip LI 4p FHR           ",262151,null,"Emax 2","TR70"]
["1SCA151061R1001","OXB630E3S4QT",263859,null,"Switch","TR79"]
["1SCA151060R1001","OXB630E3S4QB",263859,null,"Switch","TR79"]
["1SDA073011R1","E2.2N 2000 Ekip Dip LI 4p WMP           ",263893,null,"Emax 2","TR70"]
["1SCA112703R1001","OTM1000E4CM230C",264323,null,"Switch","TR79"]
["1SDA072421R1","E2.2S 2500 Ekip Dip LI 3p WMP           ",266435,null,"Emax 2","TR70"]
["1SDA071071R1","E2.2S 2500 Ekip Dip LI 3p FHR           ",267434,null,"Emax 2","TR70"]
["1SDA073002R1","E2.2B 2000 Ekip Dip LSI 4p WMP          ",268195,null,"Emax 2","TR70"]
["1SDA071672R1","E2.2S 2000 Ekip Dip LSI 4p FHR          ",268959,null,"Emax 2","TR70"]
["1SDA072431R1","E2.2H 2500 Ekip Dip LI 3p WMP           ",269469,null,"Emax 2","TR70"]
["1SCA105615R1001","OT2500E03CP",270124,null,"Switch","TR79"]
["1SDA071064R1MP","E2.2N 2500 Ekip Touch LI 3p FHR +Ekip Measuring Ölçüm Modülü",270586,null,"Emax 2","TR70"]
["1SDA071081R1","E2.2H 2500 Ekip Dip LI 3p FHR           ",271248,null,"Emax 2","TR70"]
["1SDA073922R1","E6.2 W FP Iu=6300 or X version 4p/f HRHR",271457,null,"Emax 2","TR70"]
["1SDA071682R1","E2.2H 2000 Ekip Dip LSI 4p FHR          ",272093,null,"Emax 2","TR70"]
["1SDA072414R1MP","E2.2N 2500 Ekip Touch LI 3p WMP +Ekip Measuring Ölçüm Modülü",272705,null,"Emax 2","TR70"]
["1SDA071072R1","E2.2S 2500 Ekip Dip LSI 3p FHR          ",274168,null,"Emax 2","TR70"]
["1SCA112702R1001","OTM1250E4CM230C",274237,null,"Switch","TR79"]
["1SDA072422R1","E2.2S 2500 Ekip Dip LSI 3p WMP          ",274444,null,"Emax 2","TR70"]
["1SDA073012R1","E2.2N 2000 Ekip Dip LSI 4p WMP          ",275016,null,"Emax 2","TR70"]
["1SDA072432R1","E2.2H 2500 Ekip Dip LSI 3p WMP          ",275709,null,"Emax 2","TR70"]
["1SDA073021R1","E2.2S 2000 Ekip Dip LI 4p WMP           ",279750,null,"Emax 2","TR70"]
["1SDA072415R1MP","E2.2N 2500 Ekip Touch LSI 3p WMP +Ekip Measuring Ölçüm Modülü",280491,null,"Emax 2","TR70"]
["1SDA073031R1","E2.2H 2000 Ekip Dip LI 4p WMP           ",280522,null,"Emax 2","TR70"]
["1SDA071065R1MP","E2.2N 2500 Ekip Touch LSI 3p FHR +Ekip Measuring Ölçüm Modülü",281747,null,"Emax 2","TR70"]
["1SDA071074R1MP","E2.2S 2500 Ekip Touch LI 3p FHR +Ekip Measuring Ölçüm Modülü",282782,null,"Emax 2","TR70"]
["1SDA071082R1","E2.2H 2500 Ekip Dip LSI 3p FHR          ",284120,null,"Emax 2","TR70"]
["1SCA103906R1001","OT2500E04CP",290453,null,"Switch","TR79"]
["1SDA071075R1MP","E2.2S 2500 Ekip Touch LSI 3p FHR +Ekip Measuring Ölçüm Modülü",292820,null,"Emax 2","TR70"]
["1SFL677001R7011","CONTACTOR#AF1650-30-11#100-250V a.c./d.c",292999,null,"Kontrol","TR71"]
["1SDA071141R1","E4.2N 3200 Ekip Dip LI 3p FHR           ",293227,null,"Emax 2","TR70"]
["1SDA072491R1","E4.2N 3200 Ekip Dip LI 3p WMP           ",293253,null,"Emax 2","TR70"]
["1SDA072424R1MP","E2.2S 2500 Ekip Touch LI 3p WMP +Ekip Measuring Ölçüm Modülü",294535,null,"Emax 2","TR70"]
["1SDA071084R1MP","E2.2H 2500 Ekip Touch LI 3p FHR +Ekip Measuring Ölçüm Modülü",295561,null,"Emax 2","TR70"]
["1SDA071142R1","E4.2N 3200 Ekip Dip LSI 3p FHR          ",297183,null,"Emax 2","TR70"]
["1SDA073022R1","E2.2S 2000 Ekip Dip LSI 4p WMP          ",297898,null,"Emax 2","TR70"]
["1SDA072492R1","E4.2N 3200 Ekip Dip LSI 3p WMP          ",301780,null,"Emax 2","TR70"]
["1SDA072434R1MP","E2.2H 2500 Ekip Touch LI 3p WMP +Ekip Measuring Ölçüm Modülü",302633,null,"Emax 2","TR70"]
["1SDA072425R1MP","E2.2S 2500 Ekip Touch LSI 3p WMP +Ekip Measuring Ölçüm Modülü",303201,null,"Emax 2","TR70"]
["1SCA150943R1001","OXB800E3X3QT",304590,null,"Switch","TR79"]
["1SCA150942R1001","OXB800E3X3QB",304590,null,"Switch","TR79"]
["1SDA073032R1","E2.2H 2000 Ekip Dip LSI 4p WMP          ",304833,null,"Emax 2","TR70"]
["1SDA071085R1MP","E2.2H 2500 Ekip Touch LSI 3p FHR +Ekip Measuring Ölçüm Modülü",307018,null,"Emax 2","TR70"]
["1SDA071691R1","E2.2N 2500 Ekip Dip LI 4p FHR           ",311548,null,"Emax 2","TR70"]
["1SDA072435R1MP","E2.2H 2500 Ekip Touch LSI 3p WMP +Ekip Measuring Ölçüm Modülü",312722,null,"Emax 2","TR70"]
["1SCA150937R1001","OXB800E3S3QT",314018,null,"Switch","TR79"]
["1SCA149958R1001","OXB800E3S3QB",314018,null,"Switch","TR79"]
["1SCA112704R1001","OTM1600E4CM230C",314304,null,"Switch","TR79"]
["1SDA071144R1MP","E4.2N 3200 Ekip Touch LI 3p FHR +Ekip Measuring Ölçüm Modülü",316593,null,"Emax 2","TR70"]
["1SDA071692R1","E2.2N 2500 Ekip Dip LSI 4p FHR          ",320821,null,"Emax 2","TR70"]
["1SCA153582R1001","OXB1000E3X2QT",320923,null,"Switch","TR79"]
["1SCA152411R1001","OXB1000E3X2QB",320923,null,"Switch","TR79"]
["1SDA071151R1","E4.2S 3200 Ekip Dip LI 3p FHR           ",320945,null,"Emax 2","TR70"]
["1SDA071161R1","E4.2H 3200 Ekip Dip LI 3p FHR           ",325737,null,"Emax 2","TR70"]
["1SDA071152R1","E4.2S 3200 Ekip Dip LSI 3p FHR          ",326407,null,"Emax 2","TR70"]
["1SDA071145R1MP","E4.2N 3200 Ekip Touch LSI 3p FHR +Ekip Measuring Ölçüm Modülü",326481,null,"Emax 2","TR70"]
["1SDA073041R1","E2.2N 2500 Ekip Dip LI 4p WMP           ",326761,null,"Emax 2","TR70"]
["1SDA072501R1","E4.2S 3200 Ekip Dip LI 3p WMP           ",327787,null,"Emax 2","TR70"]
["1SDA072494R1MP","E4.2N 3200 Ekip Touch LI 3p WMP +Ekip Measuring Ölçüm Modülü",328770,null,"Emax 2","TR70"]
["1SDA072511R1","E4.2H 3200 Ekip Dip LI 3p WMP           ",330330,null,"Emax 2","TR70"]
["1SCA153578R1001","OXB1000E3S2QT",330845,null,"Switch","TR79"]
["1SCA153577R1001","OXB1000E3S2QB",330845,null,"Switch","TR79"]
["1SDA072502R1","E4.2S 3200 Ekip Dip LSI 3p WMP          ",331270,null,"Emax 2","TR70"]
["1SDA071162R1","E4.2H 3200 Ekip Dip LSI 3p FHR          ",332130,null,"Emax 2","TR70"]
["1SDA073042R1","E2.2N 2500 Ekip Dip LSI 4p WMP          ",335096,null,"Emax 2","TR70"]
["1SDA071701R1","E2.2S 2500 Ekip Dip LI 4p FHR           ",337240,null,"Emax 2","TR70"]
["1SDA072512R1","E4.2H 3200 Ekip Dip LSI 3p WMP          ",338033,null,"Emax 2","TR70"]
["1SDA071711R1","E2.2H 2500 Ekip Dip LI 4p FHR           ",339343,null,"Emax 2","TR70"]
["1SDA072495R1MP","E4.2N 3200 Ekip Touch LSI 3p WMP +Ekip Measuring Ölçüm Modülü",339946,null,"Emax 2","TR70"]
["1SCA153617R1001","OXB1250E3X2QT",339995,null,"Switch","TR79"]
["1SCA153616R1001","OXB1250E3X2QB",339995,null,"Switch","TR79"]
["1SDA071154R1MP","E4.2S 3200 Ekip Touch LI 3p FHR +Ekip Measuring Ölçüm Modülü",340085,null,"Emax 2","TR70"]
["1SCA112709R1001","OTM2000E3CM230C",342687,null,"Switch","TR79"]
["1SDA071702R1","E2.2S 2500 Ekip Dip LSI 4p FHR          ",346699,null,"Emax 2","TR70"]
["1SDA073061R1","E2.2H 2500 Ekip Dip LI 4p WMP           ",346755,null,"Emax 2","TR70"]
["1SDA071164R1MP","E4.2H 3200 Ekip Touch LI 3p FHR +Ekip Measuring Ölçüm Modülü",348769,null,"Emax 2","TR70"]
["1SDA071155R1MP","E4.2S 3200 Ekip Touch LSI 3p FHR +Ekip Measuring Ölçüm Modülü",349049,null,"Emax 2","TR70"]
["1SDA071712R1","E2.2H 2500 Ekip Dip LSI 4p FHR          ",349084,null,"Emax 2","TR70"]
["1SCA153611R1001","OXB1250E3S2QT",350509,null,"Switch","TR79"]
["1SCA153610R1001","OXB1250E3S2QB",350509,null,"Switch","TR79"]
["1SDA073051R1","E2.2S 2500 Ekip Dip LI 4p WMP           ",352133,null,"Emax 2","TR70"]
["1SDA072504R1MP","E4.2S 3200 Ekip Touch LI 3p WMP +Ekip Measuring Ölçüm Modülü",352782,null,"Emax 2","TR70"]
["1SDA071165R1MP","E4.2H 3200 Ekip Touch LSI 3p FHR +Ekip Measuring Ölçüm Modülü",359018,null,"Emax 2","TR70"]
["1SDA072505R1MP","E4.2S 3200 Ekip Touch LSI 3p WMP +Ekip Measuring Ölçüm Modülü",362773,null,"Emax 2","TR70"]
["1SDA071771R1","E4.2N 3200 Ekip Dip LI 4p FHR           ",363739,null,"Emax 2","TR70"]
["1SCA150946R1001","OXB800E3X4QT",365510,null,"Switch","TR79"]
["1SCA150945R1001","OXB800E3X4QB",365510,null,"Switch","TR79"]
["1SFL707001R7011","CONTACTOR#AF2050-30-11#100-250V a.c./d.c",366612,null,"Kontrol","TR71"]
["1SCA129156R1001","OT3200E03CP",366647,null,"Switch","TR79"]
["1SDA073052R1","E2.2S 2500 Ekip Dip LSI 4p WMP          ",366874,null,"Emax 2","TR70"]
["1SDA072514R1MP","E4.2H 3200 Ekip Touch LI 3p WMP +Ekip Measuring Ölçüm Modülü",367190,null,"Emax 2","TR70"]
["1SDA073062R1","E2.2H 2500 Ekip Dip LSI 4p WMP          ",373400,null,"Emax 2","TR70"]
["1SCA153626R1001","OXB1600E3X2QT",373706,null,"Switch","TR79"]
["1SCA153625R1001","OXB1600E3X2QB",373706,null,"Switch","TR79"]
["1SDA071772R1","E4.2N 3200 Ekip Dip LSI 4p FHR          ",375409,null,"Emax 2","TR70"]
["1SDA072515R1MP","E4.2H 3200 Ekip Touch LSI 3p WMP +Ekip Measuring Ölçüm Modülü",375520,null,"Emax 2","TR70"]
["1SCA150939R1001","OXB800E3S4QT",376818,null,"Switch","TR79"]
["1SCA149959R1001","OXB800E3S4QB",376818,null,"Switch","TR79"]
["1SDA073121R1","E4.2N 3200 Ekip Dip LI 4p WMP           ",378780,null,"Emax 2","TR70"]
["1SCA153623R1001","OXB1600E3S2QT",385270,null,"Switch","TR79"]
["1SCA153622R1001","OXB1600E3S2QB",385270,null,"Switch","TR79"]
["1SDA071191R1","E4.2N 4000 Ekip Dip LI 3p FHR           ",393965,null,"Emax 2","TR70"]
["1SCA151492R1001","OXB1000E3X3QT",399598,null,"Switch","TR79"]
["1SCA153583R1001","OXB1000E3X3QB",399598,null,"Switch","TR79"]
["1SDA073122R1","E4.2N 3200 Ekip Dip LSI 4p WMP          ",399858,null,"Emax 2","TR70"]
["1SCA129158R1001","OT3200E04CP",400067,null,"Switch","TR79"]
["1SDA071192R1","E4.2N 4000 Ekip Dip LSI 3p FHR          ",401758,null,"Emax 2","TR70"]
["1SDA071781R1","E4.2S 3200 Ekip Dip LI 4p FHR           ",404538,null,"Emax 2","TR70"]
["1SDA072541R1","E4.2N 4000 Ekip Dip LI 3p WMP           ",405139,null,"Emax 2","TR70"]
["1SDA071791R1","E4.2H 3200 Ekip Dip LI 4p FHR           ",407137,null,"Emax 2","TR70"]
["1SDA071782R1","E4.2S 3200 Ekip Dip LSI 4p FHR          ",411256,null,"Emax 2","TR70"]
["1SCA153580R1001","OXB1000E3S3QT",411952,null,"Switch","TR79"]
["1SCA153579R1001","OXB1000E3S3QB",411952,null,"Switch","TR79"]
["1SDA071792R1","E4.2H 3200 Ekip Dip LSI 4p FHR          ",413895,null,"Emax 2","TR70"]
["1SDA072542R1","E4.2N 4000 Ekip Dip LSI 3p WMP          ",414586,null,"Emax 2","TR70"]
["1SDA073131R1","E4.2S 3200 Ekip Dip LI 4p WMP           ",420053,null,"Emax 2","TR70"]
["1SCA153619R1001","OXB1250E3X3QT",421637,null,"Switch","TR79"]
["1SCA153618R1001","OXB1250E3X3QB",421637,null,"Switch","TR79"]
["1SDA071194R1MP","E4.2N 4000 Ekip Touch LI 3p FHR +Ekip Measuring Ölçüm Modülü",423547,null,"Emax 2","TR70"]
["1SDA073141R1","E4.2H 3200 Ekip Dip LI 4p WMP           ",426944,null,"Emax 2","TR70"]
["1SDA071201R1","E4.2S 4000 Ekip Dip LI 3p FHR           ",429609,null,"Emax 2","TR70"]
["1SDA073132R1","E4.2S 3200 Ekip Dip LSI 4p WMP          ",431261,null,"Emax 2","TR70"]
["1SDA071195R1MP","E4.2N 4000 Ekip Touch LSI 3p FHR +Ekip Measuring Ölçüm Modülü",431958,null,"Emax 2","TR70"]
["1SDA071211R1","E4.2H 4000 Ekip Dip LI 3p FHR           ",433121,null,"Emax 2","TR70"]
["1SCA153613R1001","OXB1250E3S3QT",434680,null,"Switch","TR79"]
["1SCA153612R1001","OXB1250E3S3QB",434680,null,"Switch","TR79"]
["1SDA071202R1","E4.2S 4000 Ekip Dip LSI 3p FHR          ",438118,null,"Emax 2","TR70"]
["1SDA071212R1","E4.2H 4000 Ekip Dip LSI 3p FHR          ",442957,null,"Emax 2","TR70"]
["1SDA072551R1","E4.2S 4000 Ekip Dip LI 3p WMP           ",444872,null,"Emax 2","TR70"]
["1SDA072552R1","E4.2S 4000 Ekip Dip LSI 3p WMP          ",451735,null,"Emax 2","TR70"]
["1SDA072544R1MP","E4.2N 4000 Ekip Touch LI 3p WMP +Ekip Measuring Ölçüm Modülü",451876,null,"Emax 2","TR70"]
["1SDA073142R1","E4.2H 3200 Ekip Dip LSI 4p WMP          ",454389,null,"Emax 2","TR70"]
["1SDA072561R1","E4.2H 4000 Ekip Dip LI 3p WMP           ",455131,null,"Emax 2","TR70"]
["1SDA072545R1MP","E4.2N 4000 Ekip Touch LSI 3p WMP +Ekip Measuring Ölçüm Modülü",461269,null,"Emax 2","TR70"]
["1SCA153628R1001","OXB1600E3X3QT",461288,null,"Switch","TR79"]
["1SCA153627R1001","OXB1600E3X3QB",461288,null,"Switch","TR79"]
["1SCA112710R1001","OTM2500E3CM230C",462203,null,"Switch","TR79"]
["1SDA071204R1MP","E4.2S 4000 Ekip Touch LI 3p FHR +Ekip Measuring Ölçüm Modülü",465471,null,"Emax 2","TR70"]
["1SDA071214R1MP","E4.2H 4000 Ekip Touch LI 3p FHR +Ekip Measuring Ölçüm Modülü",468424,null,"Emax 2","TR70"]
["1SDA072562R1","E4.2H 4000 Ekip Dip LSI 3p WMP          ",470737,null,"Emax 2","TR70"]
["1SDA072554R1MP","E4.2S 4000 Ekip Touch LI 3p WMP +Ekip Measuring Ölçüm Modülü",474739,null,"Emax 2","TR70"]
["1SCA153624R1001","OXB1600E3S3QT",475559,null,"Switch","TR79"]
["1SCA152412R1001","OXB1600E3S3QB",475559,null,"Switch","TR79"]
["1SDA071205R1MP","E4.2S 4000 Ekip Touch LSI 3p FHR +Ekip Measuring Ölçüm Modülü",479040,null,"Emax 2","TR70"]
["1SCA153585R1001","OXB1000E3X4QT",479516,null,"Switch","TR79"]
["1SCA153584R1001","OXB1000E3X4QB",479516,null,"Switch","TR79"]
["1SDA072555R1MP","E4.2S 4000 Ekip Touch LSI 3p WMP +Ekip Measuring Ölçüm Modülü",484085,null,"Emax 2","TR70"]
["1SCA112712R1001","OTM2000E4CM230C",485892,null,"Switch","TR79"]
["1SDA071215R1MP","E4.2H 4000 Ekip Touch LSI 3p FHR +Ekip Measuring Ölçüm Modülü",486489,null,"Emax 2","TR70"]
["1SCA153581R1001","OXB1000E3S4QT",494355,null,"Switch","TR79"]
["1SCA151491R1001","OXB1000E3S4QB",494355,null,"Switch","TR79"]
["1SDA072564R1MP","E4.2H 4000 Ekip Touch LI 3p WMP +Ekip Measuring Ölçüm Modülü",498666,null,"Emax 2","TR70"]
["1SCA153621R1001","OXB1250E3X4QT",505973,null,"Switch","TR79"]
["1SCA153620R1001","OXB1250E3X4QB",505973,null,"Switch","TR79"]
["1SDA071821R1","E4.2N 4000 Ekip Dip LI 4p FHR           ",507931,null,"Emax 2","TR70"]
["1SDA073171R1","E4.2N 4000 Ekip Dip LI 4p WMP           ",513646,null,"Emax 2","TR70"]
["1SDA072565R1MP","E4.2H 4000 Ekip Touch LSI 3p WMP +Ekip Measuring Ölçüm Modülü",515470,null,"Emax 2","TR70"]
["1SCA129240R1001","OTM3200E3CM230C",518697,null,"Switch","TR79"]
["1SCA153615R1001","OXB1250E3S4QT",521619,null,"Switch","TR79"]
["1SCA153614R1001","OXB1250E3S4QB",521619,null,"Switch","TR79"]
["1SDA071221R1","E4.2V 4000 Ekip Dip LI 3p FHR           ",524807,null,"Emax 2","TR70"]
["1SDA071822R1","E4.2N 4000 Ekip Dip LSI 4p FHR          ",527787,null,"Emax 2","TR70"]
["1SDA071222R1","E4.2V 4000 Ekip Dip LSI 3p FHR          ",536147,null,"Emax 2","TR70"]
["1SDA073172R1","E4.2N 4000 Ekip Dip LSI 4p WMP          ",536784,null,"Emax 2","TR70"]
["1SCA153630R1001","OXB1600E3X4QT",553548,null,"Switch","TR79"]
["1SCA153629R1001","OXB1600E3X4QB",553548,null,"Switch","TR79"]
["1SCA152413R1001","OXB1600E3S4QT",570668,null,"Switch","TR79"]
["1SCA152414R1001","OXB1600E3S4QB",570668,null,"Switch","TR79"]
["1SDA072571R1","E4.2V 4000 Ekip Dip LI 3p WMP           ",588135,null,"Emax 2","TR70"]
["1SDA071224R1MP","E4.2V 4000 Ekip Touch LI 3p FHR +Ekip Measuring Ölçüm Modülü",594477,null,"Emax 2","TR70"]
["1SDA072572R1","E4.2V 4000 Ekip Dip LSI 3p WMP          ",598141,null,"Emax 2","TR70"]
["1SDA071225R1MP","E4.2V 4000 Ekip Touch LSI 3p FHR +Ekip Measuring Ölçüm Modülü",604245,null,"Emax 2","TR70"]
["1SDA071261R1","E6.2H 5000 Ekip Dip LI 3p FHR           ",622040,null,"Emax 2","TR70"]
["1SDA071831R1","E4.2S 4000 Ekip Dip LI 4p FHR           ",627542,null,"Emax 2","TR70"]
["1SDA073181R1","E4.2S 4000 Ekip Dip LI 4p WMP           ",631348,null,"Emax 2","TR70"]
["1SDA071841R1","E4.2H 4000 Ekip Dip LI 4p FHR           ",631809,null,"Emax 2","TR70"]
["1SDA071832R1","E4.2S 4000 Ekip Dip LSI 4p FHR          ",634086,null,"Emax 2","TR70"]
["1SDA071262R1","E6.2H 5000 Ekip Dip LSI 3p FHR          ",637897,null,"Emax 2","TR70"]
["1SDA071842R1","E4.2H 4000 Ekip Dip LSI 4p FHR          ",644160,null,"Emax 2","TR70"]
["1SDA073191R1","E4.2H 4000 Ekip Dip LI 4p WMP           ",645934,null,"Emax 2","TR70"]
["1SCA112713R1001","OTM2500E4CM230C",647523,null,"Switch","TR79"]
["1SDA073182R1","E4.2S 4000 Ekip Dip LSI 4p WMP          ",654599,null,"Emax 2","TR70"]
["1SDA072574R1MP","E4.2V 4000 Ekip Touch LI 3p WMP +Ekip Measuring Ölçüm Modülü",657461,null,"Emax 2","TR70"]
["1SDA073192R1","E4.2H 4000 Ekip Dip LSI 4p WMP          ",663645,null,"Emax 2","TR70"]
["1SDA072575R1MP","E4.2V 4000 Ekip Touch LSI 3p WMP +Ekip Measuring Ölçüm Modülü",668144,null,"Emax 2","TR70"]
["1SDA071264R1MP","E6.2H 5000 Ekip Touch LI 3p FHR +Ekip Measuring Ölçüm Modülü",676227,null,"Emax 2","TR70"]
["1SDA071265R1MP","E6.2H 5000 Ekip Touch LSI 3p FHR +Ekip Measuring Ölçüm Modülü",685504,null,"Emax 2","TR70"]
["1SCA129242R1001","OTM3200E4CM230C",688837,null,"Switch","TR79"]
["1SDA071851R1","E4.2V 4000 Ekip Dip LI 4p FHR           ",702208,null,"Emax 2","TR70"]
["1SFL667001R7011","CONTACTOR#AF2650-30-11#100-250V,50/60Hz",704411,null,"Kontrol","TR71"]
["1SDA071271R1","E6.2V 5000 Ekip Dip LI 3p FHR           ",707341,null,"Emax 2","TR70"]
["1SDA072611R1","E6.2H 5000 Ekip Dip LI 3p WMP           ",708526,null,"Emax 2","TR70"]
["1SDA071852R1","E4.2V 4000 Ekip Dip LSI 4p FHR          ",710817,null,"Emax 2","TR70"]
["1SDA071272R1","E6.2V 5000 Ekip Dip LSI 3p FHR          ",720887,null,"Emax 2","TR70"]
["1SDA072612R1","E6.2H 5000 Ekip Dip LSI 3p WMP          ",743912,null,"Emax 2","TR70"]
["1SDA073201R1","E4.2V 4000 Ekip Dip LI 4p WMP           ",749518,null,"Emax 2","TR70"]
["1SDA071274R1MP","E6.2V 5000 Ekip Touch LI 3p FHR +Ekip Measuring Ölçüm Modülü",759809,null,"Emax 2","TR70"]
["1SDA071275R1MP","E6.2V 5000 Ekip Touch LSI 3p FHR +Ekip Measuring Ölçüm Modülü",773943,null,"Emax 2","TR70"]
["1SDA073241R1","E6.2H 5000 Ekip Dip LI 4p WMP           ",781429,null,"Emax 2","TR70"]
["1SDA072614R1MP","E6.2H 5000 Ekip Touch LI 3p WMP +Ekip Measuring Ölçüm Modülü",784338,null,"Emax 2","TR70"]
["1SDA071891R1","E6.2H 5000 Ekip Dip LI 4p FHR           ",791348,null,"Emax 2","TR70"]
["1SDA072615R1MP","E6.2H 5000 Ekip Touch LSI 3p WMP +Ekip Measuring Ölçüm Modülü",792560,null,"Emax 2","TR70"]
["1SDA073202R1","E4.2V 4000 Ekip Dip LSI 4p WMP          ",798052,null,"Emax 2","TR70"]
["1SDA071892R1","E6.2H 5000 Ekip Dip LSI 4p FHR          ",798587,null,"Emax 2","TR70"]
["1SDA072621R1","E6.2V 5000 Ekip Dip LI 3p WMP           ",812976,null,"Emax 2","TR70"]
["1SDA072622R1","E6.2V 5000 Ekip Dip LSI 3p WMP          ",827406,null,"Emax 2","TR70"]
["1SDA073242R1","E6.2H 5000 Ekip Dip LSI 4p WMP          ",832065,null,"Emax 2","TR70"]
["1SDA072624R1MP","E6.2V 5000 Ekip Touch LI 3p WMP +Ekip Measuring Ölçüm Modülü",856566,null,"Emax 2","TR70"]
["1SDA073251R1","E6.2V 5000 Ekip Dip LI 4p WMP           ",862832,null,"Emax 2","TR70"]
["1SDA071291R1","E6.2H 6300 Ekip Dip LI 3p FHR           ",866391,null,"Emax 2","TR70"]
["1SDA072625R1MP","E6.2V 5000 Ekip Touch LSI 3p WMP +Ekip Measuring Ölçüm Modülü",866509,null,"Emax 2","TR70"]
["1SDA071901R1","E6.2V 5000 Ekip Dip LI 4p FHR           ",891873,null,"Emax 2","TR70"]
["1SDA073252R1","E6.2V 5000 Ekip Dip LSI 4p WMP          ",894607,null,"Emax 2","TR70"]
["1SDA071902R1","E6.2V 5000 Ekip Dip LSI 4p FHR          ",898933,null,"Emax 2","TR70"]
["1SDA071292R1","E6.2H 6300 Ekip Dip LSI 3p FHR          ",907991,null,"Emax 2","TR70"]
["1SDA071294R1MP","E6.2H 6300 Ekip Touch LI 3p FHR +Ekip Measuring Ölçüm Modülü",937669,null,"Emax 2","TR70"]
["1SDA072641R1","E6.2H 6300 Ekip Dip LI 3p WMP           ",943416,null,"Emax 2","TR70"]
["1SDA071295R1MP","E6.2H 6300 Ekip Touch LSI 3p FHR +Ekip Measuring Ölçüm Modülü",948317,null,"Emax 2","TR70"]
["1SDA072642R1","E6.2H 6300 Ekip Dip LSI 3p WMP          ",961174,null,"Emax 2","TR70"]
["1SDA071301R1","E6.2V 6300 Ekip Dip LI 3p FHR           ",989718,null,"Emax 2","TR70"]
["1SDA072644R1MP","E6.2H 6300 Ekip Touch LI 3p WMP +Ekip Measuring Ölçüm Modülü",1011101,null,"Emax 2","TR70"]
["1SDA071302R1","E6.2V 6300 Ekip Dip LSI 3p FHR          ",1016557,null,"Emax 2","TR70"]
["1SDA072645R1MP","E6.2H 6300 Ekip Touch LSI 3p WMP +Ekip Measuring Ölçüm Modülü",1022550,null,"Emax 2","TR70"]
["1SDA071304R1MP","E6.2V 6300 Ekip Touch LI 3p FHR +Ekip Measuring Ölçüm Modülü",1041488,null,"Emax 2","TR70"]
["1SDA071921R1","E6.2H 6300 Ekip Dip LI 4p FHR           ",1045795,null,"Emax 2","TR70"]
["1SDA071305R1MP","E6.2V 6300 Ekip Touch LSI 3p FHR +Ekip Measuring Ölçüm Modülü",1051230,null,"Emax 2","TR70"]
["1SDA071922R1","E6.2H 6300 Ekip Dip LSI 4p FHR          ",1055759,null,"Emax 2","TR70"]
["1SDA072651R1","E6.2V 6300 Ekip Dip LI 3p WMP           ",1063934,null,"Emax 2","TR70"]
["1SDA073271R1","E6.2H 6300 Ekip Dip LI 4p WMP           ",1066456,null,"Emax 2","TR70"]
["1SDA072652R1","E6.2V 6300 Ekip Dip LSI 3p WMP          ",1080096,null,"Emax 2","TR70"]
["1SDA073272R1","E6.2H 6300 Ekip Dip LSI 4p WMP          ",1085572,null,"Emax 2","TR70"]
["1SDA072654R1MP","E6.2V 6300 Ekip Touch LI 3p WMP +Ekip Measuring Ölçüm Modülü",1118539,null,"Emax 2","TR70"]
["1SDA072655R1MP","E6.2V 6300 Ekip Touch LSI 3p WMP +Ekip Measuring Ölçüm Modülü",1127661,null,"Emax 2","TR70"]
["1SDA071931R1","E6.2V 6300 Ekip Dip LI 4p FHR           ",1179566,null,"Emax 2","TR70"]
["1SDA071932R1","E6.2V 6300 Ekip Dip LSI 4p FHR          ",1188950,null,"Emax 2","TR70"]
["1SDA073281R1","E6.2V 6300 Ekip Dip LI 4p WMP           ",1191803,null,"Emax 2","TR70"]
["1SDA073282R1","E6.2V 6300 Ekip Dip LSI 4p WMP          ",1207374,null,"Emax 2","TR70"]
["1SFA896103R7000","PSR3-600-70",null,183,"Softstarter","TR71"]
["1SFA896104R7000","PSR6-600-70",null,191,"Softstarter","TR71"]
["1SFA896105R7000","PSR9-600-70",null,191,"Softstarter","TR71"]
["1SFA896106R7000","PSR12-600-70",null,218,"Softstarter","TR71"]
["1SFA896107R7000","PSR16-600-70",null,262,"Softstarter","TR71"]
["1SFA896108R7000","PSR25-600-70",null,271,"Softstarter","TR71"]
["1SFA896109R7000","PSR30-600-70",null,329,"Softstarter","TR71"]
["1SFA896110R7000","PSR37-600-70",null,468,"Softstarter","TR71"]
["1SFA896111R7000","PSR45-600-70",null,574,"Softstarter","TR71"]
["1SFA896112R7000","PSR60-600-70",null,687,"Softstarter","TR71"]
["1SFA896113R7000","PSR72-600-70",null,757,"Softstarter","TR71"]
["1SFA896114R7000","PSR85-600-70",null,940,"Softstarter","TR71"]
["1SFA896115R7000","PSR105-600-70",null,1027,"Softstarter","TR71"]
["1SFA897101R7000","PSE18-600-70",null,834,"Softstarter","TR71"]
["1SFA897102R7000","PSE25-600-70",null,866,"Softstarter","TR71"]
["1SFA897103R7000","PSE30-600-70",null,898,"Softstarter","TR71"]
["1SFA897104R7000","PSE37-600-70",null,935,"Softstarter","TR71"]
["1SFA897105R7000","PSE45-600-70",null,962,"Softstarter","TR71"]
["1SFA897106R7000","PSE60-600-70",null,1086,"Softstarter","TR71"]
["1SFA897107R7000","PSE72-600-70",null,1232,"Softstarter","TR71"]
["1SFA897108R7000","PSE85-600-70",null,1512,"Softstarter","TR71"]
["1SFA897109R7000","PSE105-600-70",null,1884,"Softstarter","TR71"]
["1SFA897110R7000","PSE142-600-70",null,2138,"Softstarter","TR71"]
["1SFA897111R7000","PSE170-600-70",null,2764,"Softstarter","TR71"]
["1SFA897112R7001","PSE210-600-70-1",null,2851,"Softstarter","TR71"]
["1SFA897113R7001","PSE250-600-70-1",null,3456,"Softstarter","TR71"]
["1SFA897114R7001","PSE300-600-70-1",null,3780,"Softstarter","TR71"]
["1SFA897115R7001","PSE370-600-70-1",null,5505,"Softstarter","TR71"]
["1SFA898103R7000","PSTX30-600-70",null,1210,"Softstarter","TR71"]
["1SFA898104R7000","PSTX37-600-70",null,1337,"Softstarter","TR71"]
["1SFA898105R7000","PSTX45-600-70",null,1414,"Softstarter","TR71"]
["1SFA898106R7000","PSTX60-600-70",null,1622,"Softstarter","TR71"]
["1SFA898107R7000","PSTX72-600-70",null,1692,"Softstarter","TR71"]
["1SFA898108R7000","PSTX85-600-70",null,2072,"Softstarter","TR71"]
["1SFA898109R7000","PSTX105-600-70",null,2418,"Softstarter","TR71"]
["1SFA898110R7000","PSTX142-600-70",null,2999,"Softstarter","TR71"]
["1SFA898111R7000","PSTX170-600-70",null,3668,"Softstarter","TR71"]
["1SFA898112R7000","PSTX210-600-70",null,4097,"Softstarter","TR71"]
["1SFA898113R7000","PSTX250-600-70",null,4446,"Softstarter","TR71"]
["1SFA898114R7000","PSTX300-600-70",null,5533,"Softstarter","TR71"]
["1SFA898115R7000","PSTX370-600-70",null,6735,"Softstarter","TR71"]
["1SFA898116R7000","PSTX470-600-70",null,8273,"Softstarter","TR71"]
["1SFA898117R7000","PSTX570-600-70",null,10062,"Softstarter","TR71"]
["1SFA898118R7000","PSTX720-600-70",null,12246,"Softstarter","TR71"]
["1SFA898119R7000","PSTX840-600-70",null,13460,"Softstarter","TR71"]
["1SFA898120R7000","PSTX1050-600-70",null,15931,"Softstarter","TR71"]
["1SFA898121R7000","PSTX1250-600-70",null,18439,"Softstarter","TR71"]
["1SFA899300R1001","AB-PROFIBUS-1",null,466,"Softstarter","TR71"]
["1SFA899300R1002","AB-DEVICENET-1",null,466,"Softstarter","TR71"]
["1SFA899300R1003","AB-MODBUS-RTU-1",null,466,"Softstarter","TR71"]
["1SFA899300R1006","AB-ETHERNET-IP-2",null,649,"Softstarter","TR71"]
["1SFA899300R1008","AB-MODBUS-TCP-2",null,649,"Softstarter","TR71"]
["1SFA899300R1010","AB-PROFINET-IO-2",null,940,"Softstarter","TR71"]
["AA9610","Taşıma Halkaları , M12 (4'lü set)",null,38.200000000000003,"IS2","TR69"]
["EA1412","BACK PLATE1400X1200MM (HXW)",null,305.60000000000002,"IS2","TR69"]
["EA1480","BACK PLATE1400X800MM (HXW)",null,219.5,"IS2","TR69"]
["EA1610","BACK PLATE1600X1000MM (HXW)",null,337.1,"IS2","TR69"]
["EA1612","BACK PLATE1600X1200MM (HXW)",null,368.6,"IS2","TR69"]
["EA1800","Plate connection kit h=1800mm",null,154.4,"IS2","TR69"]
["EA1810","Zinc plated plate 1800x1000mm(hxw)",null,305.60000000000002,"IS2","TR69"]
["EA1812","Zinc plated plate 1800x1200mm(hxw)",null,368.6,"IS2","TR69"]
["EA1817","Zinc plated plate 1800x1600mm (hxw)",null,501.9,"IS2","TR69"]
["EA1841","Zinc plated plate 1800x400mm(hxw)",null,149.1,"IS2","TR69"]
["EA1860","Zinc plated plate 1800x600mm(hxw)",null,207.9,"IS2","TR69"]
["EA1880","Zinc plated plate 1800x800mm(hxw)",null,259.40000000000003,"IS2","TR69"]
["EA2000","Plate connection kit h=2000mm",null,189,"IS2","TR69"]
["EA2010","Zinc plated plate 2000x1000mm(hxw)",null,352.8,"IS2","TR69"]
["EA2013","Zinc plated plate 2000x1200mm(hxw)",null,407.4,"IS2","TR69"]
["EA2016","Zinc plated plate 2000x1600mm(hxw)",null,579.6,"IS2","TR69"]
["EA2040","Zinc plated plate 2000x400mm(hxw)",null,171.2,"IS2","TR69"]
["EA2060","Zinc plated plate 2000x600mm(hxw)",null,227.9,"IS2","TR69"]
["EA2080","Zinc plated plate 2000x800mm(hxw)",null,290.90000000000003,"IS2","TR69"]
["EA2200","Plate connection kit h=2200mm",null,219.5,"IS2","TR69"]
["EA2210","Zinc plated plate 2200x1000mm(hxw)",null,548.1,"IS2","TR69"]
["EA2212","Zinc plated plate 2200x1200mm(hxw)",null,454.70000000000005,"IS2","TR69"]
["EA2216","Zinc plated plate 2200x1600mm(hxw)",null,650,"IS2","TR69"]
["EA2240","Zinc plated plate 2200x400mm(hxw)",null,189,"IS2","TR69"]
["EA2260","Zinc plated plate 2200x600mm(hxw)",null,251,"IS2","TR69"]
["EA2280","Zinc plated plate 2200x800mm(hxw)",null,314,"IS2","TR69"]
["EB0400","N°2 crosspiecesxinner moun.plate d=400mm",null,34.700000000000003,"IS2","TR69"]
["EB0440","N°2 crosspcxinner mount.plate d=400mm",null,48.6,"IS2","TR69"]
["EB0500","N°2 crosspiecesxinner moun.plate d=500mm",null,38.200000000000003,"IS2","TR69"]
["EB0550","N°2 crosspcxinner mount.plate d=500mm",null,53.2,"IS2","TR69"]
["EB0600","N°2 crosspiecesxinner moun.plate d=600mm",null,40.5,"IS2","TR69"]
["EB0660","N°2 crosspcxinner mount.plate d=600mm",null,64.699999999999989,"IS2","TR69"]
["EB0800","N°2 crosspiecesxinner moun.plate d=800mm",null,45.1,"IS2","TR69"]
["EB0880","N°2 crosspcxinner mount.plate d=800mm",null,71.699999999999989,"IS2","TR69"]
["EB1000","N°2 crosspcxinner moun.plate d=1000mm",null,49.7,"IS2","TR69"]
["EB1010","N°2 crosspcxinner mount.plate d=1000mm",null,82.1,"IS2","TR69"]
["EB1020","N°2 crosspcxinner mount.plate d=1000mm",null,97.1,"IS2","TR69"]
["EB1100","N°2 middle upright crosspieces d=1000mm",null,61.300000000000004,"IS2","TR69"]
["EB1200","N°2 crosspcxinner mount.plate d=1200mm",null,61.300000000000004,"IS2","TR69"]
["EB4100","N°2 middle upright crosspieces d=400mm",null,38.200000000000003,"IS2","TR69"]
["EB5100","N°2 middle upright crosspieces d=500mm",null,43.9,"IS2","TR69"]
["EB6100","N°2 middle upright crosspieces d=600mm",null,48.6,"IS2","TR69"]
["EB8100","N°2 middle upright crosspieces d=800mm",null,56.6,"IS2","TR69"]
["EC1480FC6K","TUR DOPPELTUR STAHLBLECH 1400X600 7035",null,391.70000000000005,"IS2","TR69"]
["EC1480K","BLIND DOOR 1400X800MM(HXW) 7035",null,400.1,"IS2","TR69"]
["EC1610K","BLIND DOOR 1600X1000MM(HXW) 7035",null,407.4,"IS2","TR69"]
["EC1660K","BLIND DOOR 1600X600MM(HXW) 7035",null,414.8,"IS2","TR69"]
["EC1680FC6K","TUR DOPPELTUR STAHLBLECH 1600X600 7035",null,423.20000000000005,"IS2","TR69"]
["EC1810K","Blind door 1800x1000mm(hxw)",null,400.1,"IS2","TR69"]
["EC1831K","Bl.front door for ext.cabl.cont.1800x300",null,212.1,"IS2","TR69"]
["EC1840K","Blind door 1800x400mm(hxw)",null,242.6,"IS2","TR69"]
["EC1860K","Blind door 1800x600mm(hxw)",null,299.3,"IS2","TR69"]
["EC1880FC5K","Double blind door 1800x500m(hxw)",null,298.2,"IS2","TR69"]
["EC1880FC6K","Double blind door 1800x600m(hxw)",null,300.3,"IS2","TR69"]
["EC1880FC8K","Double blind door 1800x800m(hxw)",null,337.1,"IS2","TR69"]
["EC1880FV6K","Double transp.door 1800x600m(hxw)",null,490.40000000000003,"IS2","TR69"]
["EC1880FV8K","Double transp.door 1800x800m(hxw)",null,687.80000000000007,"IS2","TR69"]
["EC1880K","Blind door 1800x800mm(hxw)",null,384.3,"IS2","TR69"]
["EC1880VC2K","Cable cont.blind door 1800x200m(hxw)",null,172.2,"IS2","TR69"]
["EC1880VC4K","Cable cont.blind door 1800x400m(hxw)",null,282.5,"IS2","TR69"]
["EC2012K","Blind door 2000x1000mm(hxw)",null,462,"IS2","TR69"]
["EC2031K","Bl.front door for ext.cabl.cont.2000x300",null,219.5,"IS2","TR69"]
["EC2040K","Blind door 2000x400mm(hxw)",null,251,"IS2","TR69"]
["EC2060K","Blind door 2000x600mm(hxw)",null,361.2,"IS2","TR69"]
["EC2080FC5K","Double blind door 2000x500m(hxw)",null,375.9,"IS2","TR69"]
["EC2080FC6K","Double blind door 2000x600m(hxw)",null,391.70000000000005,"IS2","TR69"]
["EC2080FC8K","Double blind door 2000x800m(hxw)",null,423.20000000000005,"IS2","TR69"]
["EC2080FV6K","Double transp.door 2000x600m(hxw)",null,674.1,"IS2","TR69"]
["EC2080FV8K","Double transp.door 2000x800m(hxw)",null,752.9,"IS2","TR69"]
["EC2080K","Blind door 2000x800mm(hxw)",null,437.90000000000003,"IS2","TR69"]
["EC2080VC2K","Cable cont.blind door 2000x200m(hxw)",null,235.2,"IS2","TR69"]
["EC2080VC4K","Cable cont.blind door 2000x400m(hxw)",null,375.9,"IS2","TR69"]
["EC2210K","Blind door 2200x1000mm(hxw)",null,595.4,"IS2","TR69"]
["EC2232K","Bl.front door for ext.cab.cont.2200x300",null,259.40000000000003,"IS2","TR69"]
["EC2240K","Blind door 2200x400mm(hxw)",null,329.7,"IS2","TR69"]
["EC2260K","Blind door 2200x600mm(hxw)",null,407.4,"IS2","TR69"]
["EC2280FC5K","Double blind door 2200x500m(hxw)",null,391.70000000000005,"IS2","TR69"]
["EC2280FC6K","Double blind door 2200x600m(hxw)",null,407.4,"IS2","TR69"]
["EC2280FC8K","Double blind door 2200x800m(hxw)",null,437.90000000000003,"IS2","TR69"]
["EC2280FV6K","Double transp.door 2200x600m(hxw)",null,657.3,"IS2","TR69"]
["EC2280FV8K","Double transp.door 2200x800m(hxw)",null,894.6,"IS2","TR69"]
["EC2280K","Blind door 2200x800mm(hxw)",null,423.20000000000005,"IS2","TR69"]
["EC2280VC2K","Cable cont.blind door 2200x200m(hxw)",null,251,"IS2","TR69"]
["EC2280VC4K","Cable cont.blind door 2200x400m(hxw)",null,384.3,"IS2","TR69"]
["EF1010","Sliding floor closing plate 1000x1000mm",null,118.69999999999999,"IS2","TR69"]
["EF1011","Removable floor closing plate 1000x1000",null,113.4,"IS2","TR69"]
["EF1040","Sliding floor closing plate 1000x400mm",null,57.800000000000004,"IS2","TR69"]
["EF1041","Removable floor closing plate 1000x400mm",null,61.300000000000004,"IS2","TR69"]
["EF1051","Removable floor closing plate 1000x500mm",null,71.699999999999989,"IS2","TR69"]
["EF1053","Sliding floor closing plate 1000x500mm",null,67,"IS2","TR69"]
["EF1060","Sliding floor closing plate 1000x600mm",null,71.699999999999989,"IS2","TR69"]
["EF1061","Removable floor closing plate 1000x600mm",null,91.3,"IS2","TR69"]
["EF1080","Sliding floor closing plate 1000x800mm",null,83.199999999999989,"IS2","TR69"]
["EF1081","Removable floor closing plate 1000x800mm",null,113.4,"IS2","TR69"]
["EF4010","Sliding floor closing plate 400x1000mm",null,43.9,"IS2","TR69"]
["EF4011","Removable floor closing plate 400x1000mm",null,52,"IS2","TR69"]
["EF4040","Sliding floor closing plate 400x400mm",null,25.5,"IS2","TR69"]
["EF4041","Removable floor closing plate 400x400mm",null,32.4,"IS2","TR69"]
["EF4050","Sliding floor closing plate 400x500mm",null,26.6,"IS2","TR69"]
["EF4051","Removable floor closing plate 400x500mm",null,38.200000000000003,"IS2","TR69"]
["EF4060","Sliding floor closing plate 400x600mm",null,30.1,"IS2","TR69"]
["EF4061","Removable floor closing plate 400x600mm",null,54.300000000000004,"IS2","TR69"]
["EF4080","Sliding floor closing plate 400x800mm",null,35.9,"IS2","TR69"]
["EF4081","Removable floor closing plate 400x800mm",null,43.9,"IS2","TR69"]
["EF6010","Sliding floor closing plate 600x1000mm",null,64.699999999999989,"IS2","TR69"]
["EF6011","Removable floor closing plate 600x1000mm",null,78.599999999999994,"IS2","TR69"]
["EF6040","Sliding floor closing plate 600x400mm",null,32.4,"IS2","TR69"]
["EF6041","Removable floor closing plate 600x400mm",null,35.9,"IS2","TR69"]
["EF6050","Sliding floor closing plate 600x500mm",null,39.300000000000004,"IS2","TR69"]
["EF6051","Removable floor closing plate 600x500mm",null,48.6,"IS2","TR69"]
["EF6060","Sliding floor closing plate 600x600mm",null,43.9,"IS2","TR69"]
["EF6061","Removable floor closing plate 600x600mm",null,56.6,"IS2","TR69"]
["EF6080","Sliding floor closing plate 600x800mm",null,57.800000000000004,"IS2","TR69"]
["EF6081","Removable floor closing plate 600x800mm",null,75.099999999999994,"IS2","TR69"]
["EF8010","Sliding floor closing plate 800x1000mm",null,83.199999999999989,"IS2","TR69"]
["EF8011","Removable floor closing plate 800x1000mm",null,109.2,"IS2","TR69"]
["EF8040","Sliding floor closing plate 800x400mm",null,38.200000000000003,"IS2","TR69"]
["EF8041","Removable floor closing plate 800x400mm",null,48.6,"IS2","TR69"]
["EF8050","Sliding floor closing plate 800x500mm",null,48.6,"IS2","TR69"]
["EF8051","Removable floor closing plate 800x500mm",null,64.699999999999989,"IS2","TR69"]
["EF8060","Sliding floor closing plate 800x600mm",null,60.1,"IS2","TR69"]
["EF8061","Removable floor closing plate 800x600mm",null,78.599999999999994,"IS2","TR69"]
["EF8080","Sliding floor closing plate 800x800mm",null,69.3,"IS2","TR69"]
["EF8081","Removable floor closing plate 800x800mm",null,89,"IS2","TR69"]
["EH0024","DINrail w=600mm(24 mod)kit+front support",null,45.1,"IS2","TR69"]
["EH0036","DINrail w=800mm(36 mod)kit+front support",null,60.1,"IS2","TR69"]
["EH0562K","Blind panel 50x600mm(hxw)",null,34.700000000000003,"IS2","TR69"]
["EH0582K","Blind panel 50x800mm(hxw)",null,35.9,"IS2","TR69"]
["EH1062K","Blind panel 100x600mm(hxw)",null,42.800000000000004,"IS2","TR69"]
["EH1082K","Blind panel 100x800mm(hxw)",null,49.7,"IS2","TR69"]
["EH1524K","18 DIN moduls panel 150x600mm(hxw)",null,35.9,"IS2","TR69"]
["EH1536K","29 DIN moduls panel 150x800mm(hxw)",null,45.1,"IS2","TR69"]
["EH1562K","Blind panel 150x600mm(hxw)",null,43.9,"IS2","TR69"]
["EH1582K","Blind panel 150x800mm(hxw)",null,56.6,"IS2","TR69"]
["EH1800","N°2 uprights for panels h=1800mm",null,136.5,"IS2","TR69"]
["EH2000","N°2 uprights for panels h=2000mm",null,102.8,"IS2","TR69"]
["EH2024K","18 DIN moduls panel 200x600mm(hxw)",null,35.9,"IS2","TR69"]
["EH2036K","29 DIN moduls panel 200x800mm(hxw)",null,49.7,"IS2","TR69"]
["EH2062K","Blind panel 200x600mm(hxw)",null,27.8,"IS2","TR69"]
["EH2065","Din panels rear mount.plate 200x600mm",null,27.8,"IS2","TR69"]
["EH2082K","Blind panel 200x800mm(hxw)",null,27.8,"IS2","TR69"]
["EH2085","Din panels rear mount.plate 200x800mm",null,34.700000000000003,"IS2","TR69"]
["EH2200","N°2 uprights for panels h=2200mm",null,227.9,"IS2","TR69"]
["EH3063K","Blind panel 300x600mm(hxw)",null,39.300000000000004,"IS2","TR69"]
["EH3065","Din panels rear mount.plate 300x600mm",null,39.300000000000004,"IS2","TR69"]
["EH3082K","Blind panel 300x800mm(hxw)",null,48.6,"IS2","TR69"]
["EH3085","Din panels rear mount.plate 300x800mm",null,49.7,"IS2","TR69"]
["EH4062K","Blind panel 400x600mm(hxw)",null,79.699999999999989,"IS2","TR69"]
["EH4065","Din panels rear mount.plate 400x600mm",null,49.7,"IS2","TR69"]
["EH4082K","Blind panel 400x800mm(hxw)",null,56.6,"IS2","TR69"]
["EH4085","Din panels rear mount.plate 400x800mm",null,67,"IS2","TR69"]
["EH5062K","Blind panel 500x600mm(hxw)",null,53.2,"IS2","TR69"]
["EH5082K","Blind panel 500x800mm(hxw)",null,69.3,"IS2","TR69"]
["EH6025K","3x 24 DIN moduls panel 600x600mm(hxw)",null,71.699999999999989,"IS2","TR69"]
["EH6036K","3x29 DIN moduls panel 600x800mm(hxw)",null,95.899999999999991,"IS2","TR69"]
["EH6062K","Blind panel 600x600mm(hxw)",null,56.6,"IS2","TR69"]
["EH6082K","Blind panel 600x800mm(hxw)",null,125,"IS2","TR69"]
["EK1010KN","Base/Top 1000x1000(wxd)",null,876.80000000000007,"IS2","TR69"]
["EK1040KN","Base/Top 1000X400(wxd)",null,611.1,"IS2","TR69"]
["EK1050KN","Base/Top 1000x500(wxd)",null,657.3,"IS2","TR69"]
["EK1060KN","Base/Top 1000x600(wxd)",null,688.8,"IS2","TR69"]
["EK1080KN","Base/Top 1000x800(wxd)",null,767.6,"IS2","TR69"]
["EK1240KN","Base/Top 1200X400(wxd)",null,674.1,"IS2","TR69"]
["EK1250KN","Base/Top 1200x500(wxd)",null,704.6,"IS2","TR69"]
["EK1260KN","Base/Top 1200x600(wxd)",null,736.1,"IS2","TR69"]
["EK1280KN","Base/Top 1200x800(wxd)",null,829.5,"IS2","TR69"]
["EK3040KN","Base/Top + bottom clos.flang.300x400",null,441,"IS2","TR69"]
["EK3050KN","Base/Top + bottom clos.flang.300x500",null,462,"IS2","TR69"]
["EK3060KN","Base/Top + bottom clos.flang.300x600",null,485.1,"IS2","TR69"]
["EK3080KN","Base/Top + bottom clos.flang.300x800",null,533.4,"IS2","TR69"]
["EK4010KN","Base/Top 400x1000(wxd)",null,618.5,"IS2","TR69"]
["EK4040KN","Base/Top 400X400(wxd)",null,407.4,"IS2","TR69"]
["EK4050KN","Base/Top 400x500(wxd)",null,485.1,"IS2","TR69"]
["EK4060KN","Base/Top 400x600(wxd)",null,501.9,"IS2","TR69"]
["EK4080KN","Base/Top 400x800(wxd)",null,558.6,"IS2","TR69"]
["EK6010KN","Base/Top 600x1000(wxd)",null,688.8,"IS2","TR69"]
["EK6040KN","Base/Top 600X400(wxd)",null,508.2,"IS2","TR69"]
["EK6050KN","Base/Top 600x500(wxd)",null,516.6,"IS2","TR69"]
["EK6060KN","Base/Top 600x600(wxd)",null,563.9,"IS2","TR69"]
["EK6080KN","Base/Top 600x800(wxd)",null,626.9,"IS2","TR69"]
["EK8010KN","Base/Top 800x1000(wxd)",null,752.9,"IS2","TR69"]
["EK8040KN","Base/Top 800X400(wxd)",null,533.4,"IS2","TR69"]
["EK8050KN","Base/Top 800x500(wxd)",null,563.9,"IS2","TR69"]
["EK8060KN","Base/Top 800x600(wxd)",null,595.4,"IS2","TR69"]
["EK8080KN","Base/Top 800x800(wxd)",null,657.3,"IS2","TR69"]
["EL1440K","N.2 BLIND SIDE PANELS 1400X400MM 7035",null,274.10000000000002,"IS2","TR69"]
["EL1460K","N.2 BLIND SIDE PANELS 1400X600MM 7035",null,290.90000000000003,"IS2","TR69"]
["EL1650K","N.2 BLIND SIDE PANELS 1600X500MM 7035",null,337.1,"IS2","TR69"]
["EL1660K","N.2 BLIND SIDE PANELS 1600X600MM 7035",null,368.6,"IS2","TR69"]
["EL1810K","N°2 blind side panels 1800x1000mm(hxw)",null,493.5,"IS2","TR69"]
["EL1840K","N°2 blind side panels 1800X400mm(hxw)",null,242.6,"IS2","TR69"]
["EL1850K","N°2 blind side panels 1800x500mm(hxw)",null,290.90000000000003,"IS2","TR69"]
["EL1860K","N°2 blind side panels 1800x600mm(hxw)",null,329.7,"IS2","TR69"]
["EL1880K","N°2 blind side panels 1800x800mm(hxw)",null,400.1,"IS2","TR69"]
["EL2012K","N°2 blind side panels 2000x1000mm(hxw)",null,540.80000000000007,"IS2","TR69"]
["EL2040K","N°2 blind side panels 2000X400mm(hxw)",null,259.40000000000003,"IS2","TR69"]
["EL2050K","N°2 blind side panels 2000x500mm(hxw)",null,305.60000000000002,"IS2","TR69"]
["EL2060K","N°2 blind side panels 2000x600mm(hxw)",null,337.1,"IS2","TR69"]
["EL2080K","N°2 blind side panels 2000x800mm(hxw)",null,431.6,"IS2","TR69"]
["EL2210K","N°2 blind side panels 2200x1000mm(hxw)",null,572.30000000000007,"IS2","TR69"]
["EL2240K","N°2 blind side panels 2200X400mm(hxw)",null,290.90000000000003,"IS2","TR69"]
["EL2250K","N°2 blind side panels 2200x500mm(hxw)",null,344.4,"IS2","TR69"]
["EL2260K","N°2 blind side panels 2200x600mm(hxw)",null,384.3,"IS2","TR69"]
["EL2280K","N°2 blind side panels 2200x800mm(hxw)",null,454.70000000000005,"IS2","TR69"]
["EM1400","N.4 UPRIGHTS FOR IS2 STRUCTURE H=1400MM",null,344.4,"IS2","TR69"]
["EM1600","N.4 UPRIGHTS H=1600MM",null,375.9,"IS2","TR69"]
["EM1800","N°4 uprights h=1800mm",null,391.70000000000005,"IS2","TR69"]
["EM1801","Intermediate uprights h=1800mm",null,235.2,"IS2","TR69"]
["EM1804","N°2 uprights for fixed Rack 19\" h=1800mm",null,118.69999999999999,"IS2","TR69"]
["EM1811","Intermediate back uprights h=1800mm",null,82.1,"IS2","TR69"]
["EM2000","N°4 uprights h=2000mm",null,407.4,"IS2","TR69"]
["EM2001","Intermediate uprights h=2000mm",null,251,"IS2","TR69"]
["EM2004","N°2 uprights for fixed Rack 19\" h=2000mm",null,133.4,"IS2","TR69"]
["EM2011","Intermediate back uprights h=2000mm",null,93.6,"IS2","TR69"]
["EM2200","N°4 uprights h=2200mm",null,437.90000000000003,"IS2","TR69"]
["EM2201","Intermediate uprights h=2200mm",null,282.5,"IS2","TR69"]
["EM2204","N°2 uprights for fixed Rack 19\" h=2200mm",null,149.1,"IS2","TR69"]
["EM2211","Intermediate back uprights h=2200mm",null,97.1,"IS2","TR69"]
["EN0105K","Air+filter kit 105x105mm(wxw)",null,54.300000000000004,"IS2","TR69"]
["EN0150K","Air+filter kit 150x150mm(wxw)",null,78.599999999999994,"IS2","TR69"]
["EN0204K","Air+filter kit 204x204mm(wxw)",null,136.5,"IS2","TR69"]
["EN0250K","Air+filter kit 250x250mm(wxw)",null,168,"IS2","TR69"]
["EN0325K","Air+filter kit 325x325mm(wxw)",null,144.9,"IS2","TR69"]
["EN0480K","Ventilation hood IP43",null,752.9,"IS2","TR69"]
["EN0485K","FORC.VENT.HOOD 230V-324X324X94LXLXD-IP54",null,814.8,"IS2","TR69"]
["EN1105K","Air+filter+fan 230V kit 105x105mm(wxw)",null,224.7,"IS2","TR69"]
["EN1150K","Air+filter+fan 230V kit 150x150mm(wxw)",null,335,"IS2","TR69"]
["EN1204K","Air+filter+fan 230V kit 204x204mm(wxw)",null,467.3,"IS2","TR69"]
["EN1250K","Air+filter+fan 230V kit 250x250mm(wxw)",null,606.9,"IS2","TR69"]
["EN2325K","Air+filter+fan 230V kit 325x325mm(wxw)",null,773.9,"IS2","TR69"]
["EP1412K","REAR BLIND PANEL 1400X1200MM(HXW) 7035",null,274.10000000000002,"IS2","TR69"]
["EP1480K","REAR BLIND PANEL 1400X800MM(HXW) 7035",null,180.6,"IS2","TR69"]
["EP1610K","REAR BLIND PANEL 1600X1000MM(HXW) 7035",null,274.10000000000002,"IS2","TR69"]
["EP1612K","REAR BLIND PANEL 1600X1200MM(HXW) 7035",null,305.60000000000002,"IS2","TR69"]
["EP1660K","REAR BLIND PANEL 1600X600MM(HXW) 7035",null,195.3,"IS2","TR69"]
["EP1811K","Rear blind panel 1800x1000mm(hxw)",null,251,"IS2","TR69"]
["EP1812K","Rear blind panel 1800x1200mm(hxw)",null,314,"IS2","TR69"]
["EP1830K","Front/rear pan.for ext.cab.con.1800x300",null,107.1,"IS2","TR69"]
["EP1840K","Rear blind panel 1800x400mm(hxw)",null,125,"IS2","TR69"]
["EP1860K","Rear blind panel 1800x600mm(hxw)",null,157.5,"IS2","TR69"]
["EP1880K","Rear blind panel 1800x800mm(hxw)",null,203.7,"IS2","TR69"]
["EP2010K","Rear blind panel 2000x1000mm(hxw)",null,251,"IS2","TR69"]
["EP2012K","Rear blind panel 2000x1200mm(hxw)",null,329.7,"IS2","TR69"]
["EP2030K","Front/rear pan.for ext.cab.con.2000x300",null,118.69999999999999,"IS2","TR69"]
["EP2041K","Rear blind panel 2000x400mm(hxw)",null,164.9,"IS2","TR69"]
["EP2060K","Rear blind panel 2000x600mm(hxw)",null,180.6,"IS2","TR69"]
["EP2080K","Rear blind panel 2000x800mm(hxw)",null,230,"IS2","TR69"]
["EP2210K","Rear blind panel 2200x1000mm(hxw)",null,305.60000000000002,"IS2","TR69"]
["EP2212K","Rear blind panel 2200x1200mm(hxw)",null,368.6,"IS2","TR69"]
["EP2231K","Front/rear pan.for ext.cab.cont.2200x300",null,125,"IS2","TR69"]
["EP2240K","Rear blind panel 2200x400mm(hxw)",null,149.1,"IS2","TR69"]
["EP2260K","Rear blind panel 2200x600mm(hxw)",null,203.7,"IS2","TR69"]
["EP2280K","Rear blind panel 2200x800mm(hxw)",null,259.40000000000003,"IS2","TR69"]
["ET1860K","Trasparent door 1800x600mm(hxw)",null,498.8,"IS2","TR69"]
["ET1880K","Trasparent door 1800x800mm(hxw)",null,596.4,"IS2","TR69"]
["ET2010K","Trasparent door 2000x1000mm(hxw)",null,860,"IS2","TR69"]
["ET2060K","Trasparent door 2000x600mm(hxw)",null,660.5,"IS2","TR69"]
["ET2080K","Trasparent door 2000x800mm(hxw)",null,767.6,"IS2","TR69"]
["ET2211K","Trasparent door 2200x1000mm(hxw)",null,999.6,"IS2","TR69"]
["ET2260K","Trasparent door 2200x600mm(hxw)",null,773.9,"IS2","TR69"]
["ET2280K","Trasparent door 2200x800mm(hxw)",null,877.8,"IS2","TR69"]
["EV0003","Cabinet joining Kit",null,118.69999999999999,"IS2","TR69"]
["EV1007","N°2 lifting reinforcement",null,154.4,"IS2","TR69"]
["EV1110","Nｰ50 supportsxhor.terminal box     ",null,75.099999999999994,"IS2","TR69"]
["EV1111","Nｰ10 supportsx2 rows hor.term.box  ",null,242.6,"IS2","TR69"]
["EV1112","Nｰ50 supportsxhor.term.box+earth   ",null,251,"IS2","TR69"]
["ZN1000","N°2 base strip flanges 100x1000mm(hxw)",null,75.099999999999994,"IS2","TR69"]
["ZN1010","N°4 angle pieces h=100mm",null,49.7,"IS2","TR69"]
["ZN1020","N°2 plint pieces h=100mm",null,43.9,"IS2","TR69"]
["ZN3000","N°2 base strip flanges 100x300mm(hxw)",null,39.300000000000004,"IS2","TR69"]
["ZN4000","N°2 base strip flanges 100x400mm(hxw)",null,43.9,"IS2","TR69"]
["ZN5000","N°2 base strip flanges 100x500mm(hxw)",null,47.4,"IS2","TR69"]
["ZN6000","N°2 base strip flanges 100x600mm(hxw)",null,53.2,"IS2","TR69"]
["ZN8000","N°2 base strip flanges 100x800mm(hxw)",null,61.300000000000004,"IS2","TR69"]
["GD4006","DIN rail l=400mm SR kit               ",null,23.1,"SR2","TR76"]
["GD6006","DIN rail l=600mm SR kit",null,26,"SR2","TR76"]
["GD8006","DIN rail l=800mm SR kit ",null,29.900000000000002,"SR2","TR76"]
["KD1060K","n°2 panel uprights 125 DIN mod. SR            ",null,64.199999999999989,"SR2","TR76"]
["KD1080K","n°2 panel uprights 180 DIN mod. SR            ",null,77.399999999999991,"SR2","TR76"]
["KD1260K","n°2 panel uprights 150 DIN mod. SR            ",null,77.399999999999991,"SR2","TR76"]
["KD1280K","n°2 panel uprights 216 DIN mod. SR            ",null,77.399999999999991,"SR2","TR76"]
["KD5040K","n°2 panel uprights 28 DIN mod. SR            ",null,46.5,"SR2","TR76"]
["KD6040K","n°2 panel uprights 42 DIN mod. SR            ",null,51.7,"SR2","TR76"]
["KD8060K","n°2 panel uprights 100 DIN mod. SR            ",null,64.199999999999989,"SR2","TR76"]
["PC1406K","Blind hinged panel 200x400mm (hxl) SR      ",null,46.5,"SR2","TR76"]
["PC1606K","Blind hinged panel 200x600mm (hxl) SR      ",null,51.7,"SR2","TR76"]
["PC1806K","Blind hinged panel 200x800mm (hxl) SR      ",null,54.6,"SR2","TR76"]
["PC2606K","Blind hinged panel 400x600mm (hxl) SR      ",null,70.599999999999994,"SR2","TR76"]
["PC2806K","Blind hinged panel 400x800mm (hxl) SR      ",null,76.099999999999994,"SR2","TR76"]
["PM1414K","14 DIN mod. hinged panel 200x400mm(hxl) SR      ",null,54.1,"SR2","TR76"]
["PM1625K","25 DIN mod. hinged panel 200x600mm(hxl) SR      ",null,58.4,"SR2","TR76"]
["PM1836K","36 DIN mod. hinged panel 200x800mm(hxl) SR      ",null,67.5,"SR2","TR76"]
["SRN10625K","Enclosure 1000x600x250mm (hxlxd)",null,592.80000000000007,"SR2","TR76"]
["SRN10625VK","Enclosure 1000x600x250mm (hxlxd)",null,688.6,"SR2","TR76"]
["SRN10630K","Enclosure 1000x600x300mm (hxlxd)",null,722.1,"SR2","TR76"]
["SRN10630VK","Enclosure 1000x600x300mm (hxlxd)",null,810.6,"SR2","TR76"]
["SRN10830K","Enclosure 1000x800x300mm (hxlxd)",null,929.9,"SR2","TR76"]
["SRN10830VK","Enclosure 1000x800x300mm (hxlxd)",null,967.30000000000007,"SR2","TR76"]
["SRN12630K","Enclosure 1200x600x300mm (hxlxd)",null,799.5,"SR2","TR76"]
["SRN12630VK","Enclosure 1200x600x300mm (hxlxd)",null,935.2,"SR2","TR76"]
["SRN12830K","Enclosure 1200x800x300mm (hxlxd)",null,927.30000000000007,"SR2","TR76"]
["SRN12830VK","Enclosure 1200x800x300mm (hxlxd)",null,1092.8999999999999,"SR2","TR76"]
["SRN3215K","Enclosure 300x200x150mm (hxlxd)",null,144.5,"SR2","TR76"]
["SRN3315K","Enclosure 300x300x150mm (hxlxd)",null,158,"SR2","TR76"]
["SRN3415K","Enclosure 300x400x150mm (hxlxd)",null,182.6,"SR2","TR76"]
["SRN4315K","Enclosure 400x300x150mm (hxlxd)",null,188.4,"SR2","TR76"]
["SRN4320K","Enclosure 400x300x200mm (hxlxd)",null,233.79999999999998,"SR2","TR76"]
["SRN4420K","Enclosure 400x400x200mm (hxlxd)",null,259.70000000000005,"SR2","TR76"]
["SRN4620K","Enclosure 400x600x200mm (hxlxd)",null,337.5,"SR2","TR76"]
["SRN5320K","Enclosure 500x300x200mm (hxlxd)",null,268.20000000000005,"SR2","TR76"]
["SRN5420K","Enclosure 500x400x200mm (hxlxd)",null,285,"SR2","TR76"]
["SRN5420VK","Enclosure 500x400x200mm (hxlxd)",null,315,"SR2","TR76"]
["SRN5425K","Enclosure 500x400x250mm (hxlxd)",null,285,"SR2","TR76"]
["SRN5425VK","Enclosure 500x400x250mm (hxlxd)",null,324.20000000000005,"SR2","TR76"]
["SRN6420K","Enclosure 600x400x200mm (hxlxd)",null,324.20000000000005,"SR2","TR76"]
["SRN6420VK","Enclosure 600x500x200mm (hxlxd)",null,341.90000000000003,"SR2","TR76"]
["SRN6425K","Enclosure 600x400x250mm (hxlxd)",null,324.20000000000005,"SR2","TR76"]
["SRN6425VK","Enclosure 600x400x250mm (hxlxd)",null,363.8,"SR2","TR76"]
["SRN6625K","Enclosure 600x600x250mm (hxlxd)",null,363.1,"SR2","TR76"]
["SRN7520K","Enclosure 700x500x200mm (hxlxd)",null,398.8,"SR2","TR76"]
["SRN7520VK","Enclosure 700x500x200mm (hxlxd)",null,425.90000000000003,"SR2","TR76"]
["SRN7525K","Enclosure 700x500x250mm (hxlxd)",null,388,"SR2","TR76"]
["SRN7525VK","Enclosure 700x500x250mm (hxlxd)",null,503.70000000000005,"SR2","TR76"]
["SRN8625K","Enclosure 800x600x250mm (hxlxd)",null,503.70000000000005,"SR2","TR76"]
["SRN8625VK","Enclosure 800x600x250mm (hxlxd)",null,619.70000000000005,"SR2","TR76"]
["SRN8630K","Enclosure 800x600x300mm (hxlxd)",null,567,"SR2","TR76"]
["SRN8630VK","Enclosure 800x600x300mm (hxlxd)",null,698.6,"SR2","TR76"]
["SRN8830K","Enclosure 800x800x300mm (hxlxd)",null,707.7,"SR2","TR76"]
["PF3020","Zinc plated plate 300x200mm (hxl) SR           ",null,52.5,"SR2","TR76"]
["PF3030","Zinc plated plate 300x300mm (hxl) SR           ",null,52.5,"SR2","TR76"]
["PF3040","Zinc plated plate 300x400mm (hxl) SR           ",null,53.1,"SR2","TR76"]
["PF4030","Zinc plated plate 400x300mm (hxl) SR          ",null,53.1,"SR2","TR76"]
["PF4040","Zinc plated plate 400x400mm (hxl) SR          ",null,53.1,"SR2","TR76"]
["PF4060","Zinc plated plate 400x600mm (hxl) SR          ",null,76.099999999999994,"SR2","TR76"]
["PF5030","Zinc plated plate 500x300mm (hxl) SR          ",null,57.7,"SR2","TR76"]
["PF5040","Zinc plated plate 500x400mm (hxl) SR          ",null,57.7,"SR2","TR76"]
["PF6040","Zinc plated plate 600x400mm (hxl) SR          ",null,62.9,"SR2","TR76"]
["PF6060","Zinc plated plate 600x600mm (hxl) SR          ",null,98.7,"SR2","TR76"]
["PF7050","Zinc plated plate 700x500mm (hxl) SR          ",null,106.8,"SR2","TR76"]
["PF8060","Zinc plated plate 800x600mm (hxl) SR          ",null,137.9,"SR2","TR76"]
["PF8080","Zinc plated plate 800x800mm (hxl) SR          ",null,160.69999999999999,"SR2","TR76"]
["PF1060","Zinc plated plate 1000x600mm (hxl) SR          ",null,173.29999999999998,"SR2","TR76"]
["PF1080","Zinc plated plate 1000x800mm (hxl) SR          ",null,223.29999999999998,"SR2","TR76"]
["PF1260","Zinc plated plate 1200x600mm (hxl) SR          ",null,252.79999999999998,"SR2","TR76"]
["PF1280","Zinc plated plate 1200x800mm (hxl) SR          ",null,273.70000000000005,"SR2","TR76"]

{"sheet":"Kasım-Basic-2023","index":1,"n_rows":949,"n_cols":6,"rows_kept":949,"cut":false,"hidden":false,"merged":[]}
["KOD","TANIM","Kasım 2023 Liste Fiyatı (TL)","Kasım 2023 Liste Fiyatı (EUR)","İskonto Sınıfı","Plant"]
["1SDA066486R1","A1C 125 TMF 20-400 1p F F               ",2309,null,"Formula","TR70"]
["1SDA068754R1","A1C 125 TMF 32-400 1p F F               ",2309,null,"Formula","TR70"]
["1SDA066489R1","A1C 125 TMF 40-400 1p F F               ",2309,null,"Formula","TR70"]
["1SDA066490R1","A1C 125 TMF 50-500 1p F F               ",2309,null,"Formula","TR70"]
["1SDA068765R1","A1C 125 TMF 63-630 1p F F               ",2309,null,"Formula","TR70"]
["1SDA066493R1","A1C 125 TMF 80-800 1p F F               ",2881,null,"Formula","TR70"]
["1SDA066495R1","A1C 125 TMF 100-1000 1p F F             ",2881,null,"Formula","TR70"]
["1SDA066496R1","A1C 125 TMF 125-1250 1p F F             ",3073,null,"Formula","TR70"]
["1SDA066686R1","A1N 125 TMF 20-400 1p F F               ",2445,null,"Formula","TR70"]
["1SDA068755R1","A1N 125 TMF 32-400 1p F F               ",2445,null,"Formula","TR70"]
["1SDA066689R1","A1N 125 TMF 40-400 1p F F               ",2445,null,"Formula","TR70"]
["1SDA066690R1","A1N 125 TMF 50-500 1p F F               ",2445,null,"Formula","TR70"]
["1SDA068766R1","A1N 125 TMF 63-630 1p F F               ",2445,null,"Formula","TR70"]
["1SDA066693R1","A1N 125 TMF 80-800 1p F F               ",3036,null,"Formula","TR70"]
["1SDA066695R1","A1N 125 TMF 100-1000 1p F F             ",3036,null,"Formula","TR70"]
["1SDA066696R1","A1N 125 TMF 125-1250 1p F F             ",3263,null,"Formula","TR70"]
["1SDA066497R1","A1N 125 TMF 20-400 2p F F               ",2942,null,"Formula","TR70"]
["1SDA068756R1","A1N 125 TMF 32-400 2p F F               ",2942,null,"Formula","TR70"]
["1SDA066500R1","A1N 125 TMF 40-400 2p F F               ",2942,null,"Formula","TR70"]
["1SDA066501R1","A1N 125 TMF 50-500 2p F F               ",2942,null,"Formula","TR70"]
["1SDA068767R1","A1N 125 TMF 63-630 2p F F               ",2942,null,"Formula","TR70"]
["1SDA066504R1","A1N 125 TMF 80-800 2p F F               ",3690,null,"Formula","TR70"]
["1SDA066506R1","A1N 125 TMF 100-1000 2p F F             ",3690,null,"Formula","TR70"]
["1SDA066507R1","A1N 125 TMF 125-1250 2p F F             ",3951,null,"Formula","TR70"]
["1SDA066543R1","A2N 250 TMF 160-1600 2p F F             ",4784,null,"Formula","TR70"]
["1SDA066545R1","A2N 250 TMF 200-2000 2p F F             ",6564,null,"Formula","TR70"]
["1SDA066547R1","A2N 250 TMF 250-2500 2p F F             ",6564,null,"Formula","TR70"]
["1SDA066722R1","A1N 125 TMF 20-400 3p F F               ",3333,null,"Formula","TR70"]
["1SDA066723R1","A1N 125 TMF 25-400 3p F F               ",3333,null,"Formula","TR70"]
["1SDA066724R1","A1N 125 TMF 30-400 3p F F               ",3333,null,"Formula","TR70"]
["1SDA066725R1","A1N 125 TMF 40-400 3p F F               ",3333,null,"Formula","TR70"]
["1SDA066726R1","A1N 125 TMF 50-500 3p F F               ",3333,null,"Formula","TR70"]
["1SDA066727R1","A1N 125 TMF 60-600 3p F F               ",3333,null,"Formula","TR70"]
["1SDA066728R1","A1N 125 TMF 70-700 3p F F               ",4208,null,"Formula","TR70"]
["1SDA066729R1","A1N 125 TMF 80-800 3p F F               ",4208,null,"Formula","TR70"]
["1SDA066730R1","A1N 125 TMF 90-900 3p F F               ",4208,null,"Formula","TR70"]
["1SDA066731R1","A1N 125 TMF 100-1000 3p F F             ",4208,null,"Formula","TR70"]
["1SDA066732R1","A1N 125 TMF 125-1250 3p F F             ",4698,null,"Formula","TR70"]
["1SDA066782R1","A2N 250 TMF 160-1600 3p F F             ",5400,null,"Formula","TR70"]
["1SDA066783R1","A2N 250 TMF 175-1750 3p F F             ",6055,null,"Formula","TR70"]
["1SDA066784R1","A2N 250 TMF 200-2000 3p F F             ",7426,null,"Formula","TR70"]
["1SDA066785R1","A2N 250 TMF 225-2250 3p F F             ",7840,null,"Formula","TR70"]
["1SDA066786R1","A2N 250 TMF 250-2500 3p F F             ",8359,null,"Formula","TR70"]
["1SDA066560R1","A3N 400 TMF 320-3200 3p F F             ",16467,null,"Formula","TR70"]
["1SDA066561R1","A3N 400 TMF 400-4000 3p F F             ",17774,null,"Formula","TR70"]
["1SDA066564R1","A3N 630 TMF 500-5000 3p F F             ",19924,null,"Formula","TR70"]
["1SDA066562R1","A3S 400 TMF 320-3200 3p F F             ",16867,null,"Formula","TR70"]
["1SDA066563R1","A3S 400 TMF 400-4000 3p F F             ",18933,null,"Formula","TR70"]
["1SDA066565R1","A3S 630 TMF 500-5000 3p F F             ",20318,null,"Formula","TR70"]
["1SDA066566R1","A3N 630 ELT-LI In=630 3p F F            ",20472,null,"Formula","TR70"]
["1SDA066567R1","A3S 630 ELT-LI In=630 3p F F            ",20879,null,"Formula","TR70"]
["1SDA066746R1","A1C 125 TMF 20-400 4p F F               ",4119,null,"Formula","TR70"]
["1SDA068763R1","A1C 125 TMF 32-400 4p F F               ",4119,null,"Formula","TR70"]
["1SDA066749R1","A1C 125 TMF 40-400 4p F F               ",4119,null,"Formula","TR70"]
["1SDA066750R1","A1C 125 TMF 50-500 4p F F               ",4119,null,"Formula","TR70"]
["1SDA068774R1","A1C 125 TMF 63-630 4p F F               ",4119,null,"Formula","TR70"]
["1SDA066753R1","A1C 125 TMF 80-800 4p F F               ",5141,null,"Formula","TR70"]
["1SDA066755R1","A1C 125 TMF 100-1000 4p F F             ",5141,null,"Formula","TR70"]
["1SDA066756R1","A1C 125 TMF 125-1250 4p F F             ",5500,null,"Formula","TR70"]
["1SDA066758R1","A1N 125 TMF 20-400 4p F F               ",4338,null,"Formula","TR70"]
["1SDA068764R1","A1N 125 TMF 32-400 4p F F               ",4338,null,"Formula","TR70"]
["1SDA066761R1","A1N 125 TMF 40-400 4p F F               ",4338,null,"Formula","TR70"]
["1SDA066762R1","A1N 125 TMF 50-500 4p F F               ",4338,null,"Formula","TR70"]
["1SDA068775R1","A1N 125 TMF 63-630 4p F F               ",4338,null,"Formula","TR70"]
["1SDA066765R1","A1N 125 TMF 80-800 4p F F               ",5413,null,"Formula","TR70"]
["1SDA066767R1","A1N 125 TMF 100-1000 4p F F             ",5413,null,"Formula","TR70"]
["1SDA066768R1","A1N 125 TMF 125-1250 4p F F             ",5796,null,"Formula","TR70"]
["1SDA066794R1","A2N 250 TMF 160-1600 4p F F             ",7054,null,"Formula","TR70"]
["1SDA066796R1","A2N 250 TMF 200-2000 4p F F             ",9646,null,"Formula","TR70"]
["1SDA066798R1","A2N 250 TMF 250-2500 4p F F             ",9646,null,"Formula","TR70"]
["1SDA066568R1","A3N 400 TMF 320-3200 4p F F InN=100%In  ",21015,null,"Formula","TR70"]
["1SDA066569R1","A3N 400 TMF 400-4000 4p F F InN=100%In  ",22371,null,"Formula","TR70"]
["1SDA066572R1","A3N 630 TMF 500-5000 4p F F InN=100%In  ",24410,null,"Formula","TR70"]
["1SDA066570R1","A3S 400 TMF 320-3200 4p F F InN=100%In  ",22136,null,"Formula","TR70"]
["1SDA066571R1","A3S 400 TMF 400-4000 4p F F InN=100%In  ",23543,null,"Formula","TR70"]
["1SDA066573R1","A3S 630 TMF 500-5000 4p F F InN=100%In  ",25896,null,"Formula","TR70"]
["1SDA066574R1","A3N 630 ELT-LI In=630 4p F F            ",26826,null,"Formula","TR70"]
["1SDA066575R1","A3S 630 ELT-LI In=630 4p F F            ",28241,null,"Formula","TR70"]
["1SDA066146R1","UVR-C A1-A2 220-240Vac-220-250Vdc       ",3359,null,"Formula","TR70"]
["1SDA066147R1","UVR-C A1-A2 380-440 Vac                 ",3359,null,"Formula","TR70"]
["1SDA054891R1","UVR-C T4-T5-T6 220...250 Vac/dc         ",3181,null,"Tmax","TR70"]
["1SDA054892R1","UVR-C T4-T5-T6 380...440 Vac            ",3181,null,"Tmax","TR70"]
["1SDA066137R1","SOR-C A1-A2 220-240Vac-220-250Vdc       ",2895,null,"Formula","TR70"]
["1SDA066138R1","SOR-C A1-A2 380-440 Vac                 ",2895,null,"Formula","TR70"]
["1SDA054873R1","SOR-C T4-T5-T6 220..240Vac - 220..250Vdc",2996,null,"Tmax","TR70"]
["1SDA054874R1","SOR-C T4-T5-T6 380...440 Vac            ",2996,null,"Tmax","TR70"]
["1SDA066149R1","AUX-C 1Q+1SY 250 Va.c./d.c. A1-A2 3p-4p ",1968,null,"Formula","TR70"]
["1SDA066150R1","AUX-C 2Q+1SY 250 Va.c/d.c. A1-A2 3p-4p  ",2127,null,"Formula","TR70"]
["1SDA054910R1","AUX-C T4-T5-T6 1Q 1SY 250 Vac/dc        ",1894,null,"Tmax","TR70"]
["1SDA054911R1","AUX-C T4-T5-T6 3Q 1SY 250 Vac/dc        ",3762,null,"Tmax","TR70"]
["1SDA066158R1","RHE A1-A2 STAND. RETURNED               ",2445,null,"Formula","TR70"]
["1SDA066160R1","RHE_EM A1-A2 MER. RETURNED              ",2510,null,"Formula","TR70"]
["1SDA066159R1","RHE A3 F/P STAND. RETURNED              ",3275,null,"Formula","TR70"]
["1SDA066161R1","RHE_EM A3 F/P EMER. RETURNED            ",4019,null,"Formula","TR70"]
["1SDA066154R1","RHD A1-A2 STAND. DIRECT                 ",2262,null,"Formula","TR70"]
["1SDA066156R1","RHD_EM A1-A2 EMER. DIRECT               ",2319,null,"Formula","TR70"]
["1SDA066155R1","RHD A3 F/P STAND. DIRECT                ",3183,null,"Formula","TR70"]
["1SDA066157R1","RHD_EM A3 F/P EMER. DIRECT              ",3576,null,"Formula","TR70"]
["1SDA066179R1","FLD A3 F/P                              ",1656,null,"Formula","TR70"]
["1SDA066180R1","KIT DIN50022 A1-A2 PLATE DIN            ",737,null,"Formula","TR70"]
["1SBE111111R0611","ESB16-11N",1131,null,"Kontrol","TR71"]
["1SBE111111R0620","ESB16-20N",1131,null,"Kontrol","TR71"]
["1SBE111111R0602","ESB16-02N",1131,null,"Kontrol","TR71"]
["1SBE121111R0611","ESB20-11N",1292,null,"Kontrol","TR71"]
["1SBE121111R0620","ESB20-20N",1292,null,"Kontrol","TR71"]
["1SBE121111R0602","ESB20-02N",1292,null,"Kontrol","TR71"]
["1SAE231111R0622","ESB25-22N-06 Installation Contactor",1580,null,"Kontrol","TR71"]
["1SAE231111R0631","ESB25-31N-06 Installation Contactor",1580,null,"Kontrol","TR71"]
["1SAE231111R0640","ESB25-40N-06 Installation Contactor",1580,null,"Kontrol","TR71"]
["1SAE231111R0604","ESB25-04N-06 Installation Contactor",1580,null,"Kontrol","TR71"]
["1SAE341111R0622","ESB40-22N-06 Installation Contactor",3380,null,"Kontrol","TR71"]
["1SAE341111R0631","ESB40-31N-06 Installation Contactor",3380,null,"Kontrol","TR71"]
["1SAE341111R0640","ESB40-40N-06 Installation Contactor",3380,null,"Kontrol","TR71"]
["1SAE351111R0620","ESB63-20N-06 Installation Contactor",4987,null,"Kontrol","TR71"]
["1SAE351111R0631","ESB63-31N-06 Installation Contactor",4987,null,"Kontrol","TR71"]
["1SAE351111R0640","ESB63-40N-06 Installation Contactor",4987,null,"Kontrol","TR71"]
["1SAE361111R0620","ESB100-20N-06 Installation Contactor",12919,null,"Kontrol","TR71"]
["1SAE661111R0640","ESB100-40N-06 Installation Contactor",12919,null,"Kontrol","TR71"]
["1SAE901901R1011","EH04-11N Auxiliary contact block",927,null,"Kontrol","TR71"]
["1SAE901901R1020","EH04-20N Auxiliary contact block",927,null,"Kontrol","TR71"]
["1SAZ711201R1005","T16-0.13 Thermal Overload Relay",1203,null,"Kontrol","TR71"]
["1SAZ711201R1008","T16-0.17 Thermal Overload Relay",1203,null,"Kontrol","TR71"]
["1SAZ711201R1009","T16-0.23 Thermal Overload Relay",1203,null,"Kontrol","TR71"]
["1SAZ711201R1013","T16-0.31 Thermal Overload Relay",1203,null,"Kontrol","TR71"]
["1SAZ711201R1014","T16-0.41 Thermal Overload Relay",1203,null,"Kontrol","TR71"]
["1SAZ711201R1017","T16-0.55 Thermal Overload Relay",1203,null,"Kontrol","TR71"]
["1SAZ711201R1021","T16-0.74 Thermal Overload Relay",1203,null,"Kontrol","TR71"]
["1SAZ711201R1023","T16-1.0 Thermal Overload Relay",1203,null,"Kontrol","TR71"]
["1SAZ711201R1025","T16-1.3 Thermal Overload Relay",1203,null,"Kontrol","TR71"]
["1SAZ711201R1028","T16-1.7 Thermal Overload Relay",1203,null,"Kontrol","TR71"]
["1SAZ711201R1031","T16-2.3 Thermal Overload Relay",1203,null,"Kontrol","TR71"]
["1SAZ711201R1033","T16-3.1 Thermal Overload Relay",1203,null,"Kontrol","TR71"]
["1SAZ711201R1035","T16-4.2 Thermal Overload Relay",1203,null,"Kontrol","TR71"]
["1SAZ711201R1038","T16-5.7 Thermal Overload Relay",1203,null,"Kontrol","TR71"]
["1SAZ711201R1040","T16-7.6 Thermal Overload Relay",1203,null,"Kontrol","TR71"]
["1SAZ711201R1043","T16-10 Thermal Overload Relay",1203,null,"Kontrol","TR71"]
["1SAZ711201R1045","T16-13 Thermal Overload Relay",1203,null,"Kontrol","TR71"]
["1SAZ711201R1047","T16-16 Thermal Overload Relay",1203,null,"Kontrol","TR71"]
["1SAZ701901R0001","DB16 Single Mounting Kit for T16",569,null,"Kontrol","TR71"]
["1SBN011010T1010","AUX. CONTACT BLOCK CA3-10",155,null,"Kontrol","TR71"]
["1SBN011010T1001","AUX. CONTACT BLOCK CA3-01",155,null,"Kontrol","TR71"]
["1SBN031005T1000","VM3 Mechanical Interlock Unit",171,null,"Kontrol","TR71"]
["1SBN050010R1000","RV5/50",751,null,"Kontrol","TR71"]
["1SBN050010R1002","RV5/250",751,null,"Kontrol","TR71"]
["1SBN081006T1000","BEA16-3 Connecting Link with Manual Motor Starter",261,null,"Kontrol","TR71"]
["1SBN081012R1000","BER16C-3 Connection Set for Reversing Contactors",545,null,"Kontrol","TR71"]
["1SBN081018R2000","STAR DELTA CONNECTION SET BEY16C-3",722,null,"Kontrol","TR71"]
["1SBL111001R2601","CONTACTOR AS12-30-01-26 230V50/60Hz",823,null,"Kontrol","TR71"]
["1SBL111001R2610","CONTACTOR AS12-30-10-26 230V50/60Hz",823,null,"Kontrol","TR71"]
["1SBL101001R2601","CONTACTOR AS09-30-01-26 230V50/60Hz",769,null,"Kontrol","TR71"]
["1SBL101001R2610","CONTACTOR AS09-30-10-26 230V50/60Hz",769,null,"Kontrol","TR71"]
["1SBL121001R2601","CONTACTOR AS16-30-01-26 230V50/60Hz",932,null,"Kontrol","TR71"]
["1SBL121001R2610","CONTACTOR AS16-30-10-26 230V50/60Hz",932,null,"Kontrol","TR71"]
["1SBH101001R2622","CONTACTOR RELAY NS22E-26 230V50/60Hz",848,null,"Kontrol","TR71"]
["1SBH101001R2631","CONTACTOR RELAY NS31E-26 230V50/60Hz",848,null,"Kontrol","TR71"]
["1SBH101001R2640","CONTACTOR RELAY NS40E-26 230V50/60Hz",848,null,"Kontrol","TR71"]
["1SBH101001R2644","CONTACTOR RELAY NS44E-26 230V50/60Hz",1110,null,"Kontrol","TR71"]
["1SBH101001R2653","CONTACTOR RELAY NS53E-26 230V50/60Hz",1110,null,"Kontrol","TR71"]
["1SBH101001R2662","CONTACTOR RELAY NS62E-26 230V50/60Hz",1110,null,"Kontrol","TR71"]
["1SBH101001R2671","CONTACTOR RELAY NS71E-26 230V50/60Hz",1110,null,"Kontrol","TR71"]
["1SBH101001R2680","CONTACTOR RELAY NS80E-26 230V50/60Hz",1110,null,"Kontrol","TR71"]
["2CDS631031R0065","3kA, 1P, B-Char., 6A",169.2,null,"Basic M","TR72"]
["2CDS631031R0105","3kA, 1P, B-Char., 10A",134.69999999999999,null,"Basic M","TR72"]
["2CDS631031R0165","3kA, 1P, B-Char., 16A",134.69999999999999,null,"Basic M","TR72"]
["2CDS631031R0205","3kA, 1P, B-Char., 20A",134.69999999999999,null,"Basic M","TR72"]
["2CDS631031R0255","3kA, 1P, B-Char., 25A",134.69999999999999,null,"Basic M","TR72"]
["2CDS631031R0325","3kA, 1P, B-Char., 32A",170.5,null,"Basic M","TR72"]
["2CDS631031R0405","3kA, 1P, B-Char., 40A",202,null,"Basic M","TR72"]
["2CDS631031R0505","3kA, 1P, B-Char., 50A",269.40000000000003,null,"Basic M","TR72"]
["2CDS631031R0635","3kA, 1P, B-Char., 63A",309.8,null,"Basic M","TR72"]
["2CDS633031R0065","3kA, 3P, B-Char., 6A",724,null,"Basic M","TR72"]
["2CDS633031R0105","3kA, 3P, B-Char., 10A",649.5,null,"Basic M","TR72"]
["2CDS633031R0165","3kA, 3P, B-Char., 16A",649.5,null,"Basic M","TR72"]
["2CDS633031R0205","3kA, 3P, B-Char., 20A",649.5,null,"Basic M","TR72"]
["2CDS633031R0255","3kA, 3P, B-Char., 25A",649.5,null,"Basic M","TR72"]
["2CDS633031R0325","3kA, 3P, B-Char., 32A",733.80000000000007,null,"Basic M","TR72"]
["2CDS633031R0405","3kA, 3P, B-Char., 40A",826.4,null,"Basic M","TR72"]
["2CDS633031R0505","3kA, 3P, B-Char., 50A",964.5,null,"Basic M","TR72"]
["2CDS633031R0635","3kA, 3P, B-Char., 63A",1046,null,"Basic M","TR72"]
["2CDS631031R0064","3kA, 1P, C-Char., 6A",169.2,null,"Basic M","TR72"]
["2CDS631031R0104","3kA, 1P, C-Char., 10A",134.69999999999999,null,"Basic M","TR72"]
["2CDS631031R0164","3kA, 1P, C-Char., 16A",134.69999999999999,null,"Basic M","TR72"]
["2CDS631031R0204","3kA, 1P, C-Char., 20A",134.69999999999999,null,"Basic M","TR72"]
["2CDS631031R0254","3kA, 1P, C-Char., 25A",134.69999999999999,null,"Basic M","TR72"]
["2CDS631031R0324","3kA, 1P, C-Char., 32A",170.5,null,"Basic M","TR72"]
["2CDS631031R0404","3kA, 1P, C-Char., 40A",202,null,"Basic M","TR72"]
["2CDS631031R0504","3kA, 1P, C-Char., 50A",269.40000000000003,null,"Basic M","TR72"]
["2CDS631031R0634","3kA, 1P, C-Char., 63A",309.8,null,"Basic M","TR72"]
["2CDS632031R0064","3kA, 2P, C-Char., 6A",551.4,null,"Basic M","TR72"]
["2CDS632031R0104","3kA, 2P, C-Char., 10A",533.80000000000007,null,"Basic M","TR72"]
["2CDS632031R0164","3kA, 2P, C-Char., 16A",533.80000000000007,null,"Basic M","TR72"]
["2CDS632031R0204","3kA, 2P, C-Char., 20A",533.80000000000007,null,"Basic M","TR72"]
["2CDS632031R0254","3kA, 2P, C-Char., 25A",533.80000000000007,null,"Basic M","TR72"]
["2CDS632031R0324","3kA, 2P, C-Char., 32A",551.1,null,"Basic M","TR72"]
["2CDS632031R0404","3kA, 2P, C-Char., 40A",587.70000000000005,null,"Basic M","TR72"]
["2CDS632031R0504","3kA, 2P, C-Char., 50A",773.4,null,"Basic M","TR72"]
["2CDS632031R0634","3kA, 2P, C-Char., 63A",845.5,null,"Basic M","TR72"]
["2CDS633031R0064","3kA, 3P, C-Char., 6A",724,null,"Basic M","TR72"]
["2CDS633031R0104","3kA, 3P, C-Char., 10A",649.5,null,"Basic M","TR72"]
["2CDS633031R0164","3kA, 3P, C-Char., 16A",649.5,null,"Basic M","TR72"]
["2CDS633031R0204","3kA, 3P, C-Char., 20A",649.5,null,"Basic M","TR72"]
["2CDS633031R0254","3kA, 3P, C-Char., 25A",649.5,null,"Basic M","TR72"]
["2CDS633031R0324","3kA, 3P, C-Char., 32A",733.80000000000007,null,"Basic M","TR72"]
["2CDS633031R0404","3kA, 3P, C-Char., 40A",826.4,null,"Basic M","TR72"]
["2CDS633031R0504","3kA, 3P, C-Char., 50A",964.5,null,"Basic M","TR72"]
["2CDS633031R0634","3kA, 3P, C-Char., 63A",1046,null,"Basic M","TR72"]
["2CDS634031R0064","3kA, 4P, C-Char., 6A",989.5,null,"Basic M","TR72"]
["2CDS634031R0104","3kA, 4P, C-Char., 10A",887.6,null,"Basic M","TR72"]
["2CDS634031R0164","3kA, 4P, C-Char., 16A",887.6,null,"Basic M","TR72"]
["2CDS634031R0204","3kA, 4P, C-Char., 20A",887.6,null,"Basic M","TR72"]
["2CDS634031R0254","3kA, 4P, C-Char., 25A",887.6,null,"Basic M","TR72"]
["2CDS634031R0324","3kA, 4P, C-Char., 32A",924.7,null,"Basic M","TR72"]
["2CDS634031R0404","3kA, 4P, C-Char., 40A",1022,null,"Basic M","TR72"]
["2CDS634031R0504","3kA, 4P, C-Char., 50A",1362,null,"Basic M","TR72"]
["2CDS634031R0634","3kA, 4P, C-Char., 63A",1448,null,"Basic M","TR72"]
["2CDS651061R0065","6kA, 1P, B-Char., 6A",182,null,"Basic M","TR72"]
["2CDS651061R0105","6kA, 1P, B-Char., 10A",164.2,null,"Basic M","TR72"]
["2CDS651061R0165","6kA, 1P, B-Char., 16A",164.2,null,"Basic M","TR72"]
["2CDS651061R0205","6kA, 1P, B-Char., 20A",164.2,null,"Basic M","TR72"]
["2CDS651061R0255","6kA, 1P, B-Char., 25A",164.2,null,"Basic M","TR72"]
["2CDS651061R0325","6kA, 1P, B-Char., 32A",186,null,"Basic M","TR72"]
["2CDS651061R0405","6kA, 1P, B-Char., 40A",234.1,null,"Basic M","TR72"]
["2CDS651061R0505","6kA, 1P, B-Char., 50A",304.60000000000002,null,"Basic M","TR72"]
["2CDS651061R0635","6kA, 1P, B-Char., 63A",322,null,"Basic M","TR72"]
["2CDS653061R0065","6kA, 3P, B-Char., 6A",895,null,"Basic M","TR72"]
["2CDS653061R0105","6kA, 3P, B-Char., 10A",833.7,null,"Basic M","TR72"]
["2CDS653061R0165","6kA, 3P, B-Char., 16A",833.7,null,"Basic M","TR72"]
["2CDS653061R0205","6kA, 3P, B-Char., 20A",833.7,null,"Basic M","TR72"]
["2CDS653061R0255","6kA, 3P, B-Char., 25A",833.7,null,"Basic M","TR72"]
["2CDS653061R0325","6kA, 3P, B-Char., 32A",856.6,null,"Basic M","TR72"]
["2CDS653061R0405","6kA, 3P, B-Char., 40A",963.6,null,"Basic M","TR72"]
["2CDS653061R0505","6kA, 3P, B-Char., 50A",1296,null,"Basic M","TR72"]
["2CDS653061R0635","6kA, 3P, B-Char., 63A",1410,null,"Basic M","TR72"]
["2CDS651061R0064","6kA, 1P, C-Char., 6A",182,null,"Basic M","TR72"]
["2CDS651061R0104","6kA, 1P, C-Char., 10A",164.2,null,"Basic M","TR72"]
["2CDS651061R0164","6kA, 1P, C-Char., 16A",164.2,null,"Basic M","TR72"]
["2CDS651061R0204","6kA, 1P, C-Char., 20A",164.2,null,"Basic M","TR72"]
["2CDS651061R0254","6kA, 1P, C-Char., 25A",164.2,null,"Basic M","TR72"]
["2CDS651061R0324","6kA, 1P, C-Char., 32A",186,null,"Basic M","TR72"]
["2CDS651061R0404","6kA, 1P, C-Char., 40A",234.1,null,"Basic M","TR72"]
["2CDS651061R0504","6kA, 1P, C-Char., 50A",304.60000000000002,null,"Basic M","TR72"]
["2CDS651061R0634","6kA, 1P, C-Char., 63A",322,null,"Basic M","TR72"]
["2CDS652061R0064","6kA, 2P, C-Char., 6A",608.6,null,"Basic M","TR72"]
["2CDS652061R0104","6kA, 2P, C-Char., 10A",589.20000000000005,null,"Basic M","TR72"]
["2CDS652061R0164","6kA, 2P, C-Char., 16A",589.20000000000005,null,"Basic M","TR72"]
["2CDS652061R0204","6kA, 2P, C-Char., 20A",589.20000000000005,null,"Basic M","TR72"]
["2CDS652061R0254","6kA, 2P, C-Char., 25A",589.20000000000005,null,"Basic M","TR72"]
["2CDS652061R0324","6kA, 2P, C-Char., 32A",589.20000000000005,null,"Basic M","TR72"]
["2CDS652061R0404","6kA, 2P, C-Char., 40A",709,null,"Basic M","TR72"]
["2CDS652061R0504","6kA, 2P, C-Char., 50A",912.30000000000007,null,"Basic M","TR72"]
["2CDS652061R0634","6kA, 2P, C-Char., 63A",998.30000000000007,null,"Basic M","TR72"]
["2CDS653061R0064","6kA, 3P, C-Char., 6A",895,null,"Basic M","TR72"]
["2CDS653061R0104","6kA, 3P, C-Char., 10A",833.7,null,"Basic M","TR72"]
["2CDS653061R0164","6kA, 3P, C-Char., 16A",833.7,null,"Basic M","TR72"]
["2CDS653061R0204","6kA, 3P, C-Char., 20A",833.7,null,"Basic M","TR72"]
["2CDS653061R0254","6kA, 3P, C-Char., 25A",833.7,null,"Basic M","TR72"]
["2CDS653061R0324","6kA, 3P, C-Char., 32A",856.6,null,"Basic M","TR72"]
["2CDS653061R0404","6kA, 3P, C-Char., 40A",963.6,null,"Basic M","TR72"]
["2CDS653061R0504","6kA, 3P, C-Char., 50A",1296,null,"Basic M","TR72"]
["2CDS653061R0634","6kA, 3P, C-Char., 63A",1410,null,"Basic M","TR72"]
["2CDS654061R0064","6kA, 4P, C-Char., 6A",1123,null,"Basic M","TR72"]
["2CDS654061R0104","6kA, 4P, C-Char., 10A",1051,null,"Basic M","TR72"]
["2CDS654061R0164","6kA, 4P, C-Char., 16A",1051,null,"Basic M","TR72"]
["2CDS654061R0204","6kA, 4P, C-Char., 20A",1051,null,"Basic M","TR72"]
["2CDS654061R0254","6kA, 4P, C-Char., 25A",1051,null,"Basic M","TR72"]
["2CDS654061R0324","6kA, 4P, C-Char., 32A",1087,null,"Basic M","TR72"]
["2CDS654061R0404","6kA, 4P, C-Char., 40A",1242,null,"Basic M","TR72"]
["2CDS654061R0504","6kA, 4P, C-Char., 50A",1612,null,"Basic M","TR72"]
["2CDS654061R0634","6kA, 4P, C-Char., 63A",1754,null,"Basic M","TR72"]
["2CDS271011R0065","SH201M-B6",313.90000000000003,null,"Din Rail","TR72"]
["2CDS271011R0105","SH201M-B10",313.90000000000003,null,"Din Rail","TR72"]
["2CDS271011R0165","SH201M-B16",313.90000000000003,null,"Din Rail","TR72"]
["2CDS271011R0205","SH201M-B20",313.90000000000003,null,"Din Rail","TR72"]
["2CDS271011R0255","SH201M-B25",313.90000000000003,null,"Din Rail","TR72"]
["2CDS271011R0325","SH201M-B32",357.20000000000005,null,"Din Rail","TR72"]
["2CDS271011R0405","SH201M-B40",465.70000000000005,null,"Din Rail","TR72"]
["2CDS271011R0505","SH201M-B50",534.6,null,"Din Rail","TR72"]
["2CDS271011R0635","SH201M-B63",710.2,null,"Din Rail","TR72"]
["2CDS273011R0065","SH203M-B6",1333,null,"Din Rail","TR72"]
["2CDS273011R0105","SH203M-B10",1333,null,"Din Rail","TR72"]
["2CDS273011R0165","SH203M-B16",1333,null,"Din Rail","TR72"]
["2CDS273011R0205","SH203M-B20",1333,null,"Din Rail","TR72"]
["2CDS273011R0255","SH203M-B25",1333,null,"Din Rail","TR72"]
["2CDS273011R0325","SH203M-B32",1361,null,"Din Rail","TR72"]
["2CDS273011R0405","SH203M-B40",1416,null,"Din Rail","TR72"]
["2CDS273011R0505","SH203M-B50",1999,null,"Din Rail","TR72"]
["2CDS273011R0635","SH203M-B63",2262,null,"Din Rail","TR72"]
["2CDS271011R0064","SH201M-C6",330.3,null,"Din Rail","TR72"]
["2CDS271011R0104","SH201M-C10",330.3,null,"Din Rail","TR72"]
["2CDS271011R0164","SH201M-C16",330.3,null,"Din Rail","TR72"]
["2CDS271011R0204","SH201M-C20",330.3,null,"Din Rail","TR72"]
["2CDS271011R0254","SH201M-C25",330.3,null,"Din Rail","TR72"]
["2CDS271011R0324","SH201M-C32",374.70000000000005,null,"Din Rail","TR72"]
["2CDS271011R0404","SH201M-C40",488.20000000000005,null,"Din Rail","TR72"]
["2CDS271011R0504","SH201M-C50",562.80000000000007,null,"Din Rail","TR72"]
["2CDS271011R0634","SH201M-C63",742.30000000000007,null,"Din Rail","TR72"]
["2CDS272011R0064","SH202M-C6",1019,null,"Din Rail","TR72"]
["2CDS272011R0104","SH202M-C10",1019,null,"Din Rail","TR72"]
["2CDS272011R0164","SH202M-C16",1019,null,"Din Rail","TR72"]
["2CDS272011R0204","SH202M-C20",1019,null,"Din Rail","TR72"]
["2CDS272011R0254","SH202M-C25",1019,null,"Din Rail","TR72"]
["2CDS272011R0324","SH202M-C32",1116,null,"Din Rail","TR72"]
["2CDS272011R0404","SH202M-C40",1232,null,"Din Rail","TR72"]
["2CDS272011R0504","SH202M-C50",1628,null,"Din Rail","TR72"]
["2CDS272011R0634","SH202M-C63",2039,null,"Din Rail","TR72"]
["2CDS273011R0064","SH203M-C6",1403,null,"Din Rail","TR72"]
["2CDS273011R0104","SH203M-C10",1403,null,"Din Rail","TR72"]
["2CDS273011R0164","SH203M-C16",1403,null,"Din Rail","TR72"]
["2CDS273011R0204","SH203M-C20",1403,null,"Din Rail","TR72"]
["2CDS273011R0254","SH203M-C25",1403,null,"Din Rail","TR72"]
["2CDS273011R0324","SH203M-C32",1430,null,"Din Rail","TR72"]
["2CDS273011R0404","SH203M-C40",1480,null,"Din Rail","TR72"]
["2CDS273011R0504","SH203M-C50",2099,null,"Din Rail","TR72"]
["2CDS273011R0634","SH203M-C63",2379,null,"Din Rail","TR72"]
["2CDS274011R0064","SH204M-C6",1891,null,"Din Rail","TR72"]
["2CDS274011R0104","SH204M-C10",1891,null,"Din Rail","TR72"]
["2CDS274011R0164","SH204M-C16",1891,null,"Din Rail","TR72"]
["2CDS274011R0204","SH204M-C20",1891,null,"Din Rail","TR72"]
["2CDS274011R0254","SH204M-C25",1891,null,"Din Rail","TR72"]
["2CDS274011R0324","SH204M-C32",1934,null,"Din Rail","TR72"]
["2CDS274011R0404","SH204M-C40",2164,null,"Din Rail","TR72"]
["2CDS274011R0504","SH204M-C50",2940,null,"Din Rail","TR72"]
["2CDS274011R0634","SH204M-C63",3191,null,"Din Rail","TR72"]
["2CSF602031R1250","3kA, AC, 30mA, 2P, 25A",1263,null,"Basic M","TR75"]
["2CSF602031R1400","3kA, AC, 30mA, 2P, 40A",1323,null,"Basic M","TR75"]
["2CSF602031R1630","3kA, AC, 30mA, 2P, 63A",1755,null,"Basic M","TR75"]
["2CSF604031R1250","3kA, AC, 30mA, 4P, 25A",1771,null,"Basic M","TR75"]
["2CSF604031R1400","3kA, AC, 30mA, 4P, 40A",1820,null,"Basic M","TR75"]
["2CSF604031R1630","3kA, AC, 30mA, 4P, 63A",2122,null,"Basic M","TR75"]
["2CSF602033R3250","3kA, AC, 300mA, 2P, 25A",1170,null,"Basic M","TR75"]
["2CSF602033R3400","3kA, AC, 300mA, 2P, 40A",1286,null,"Basic M","TR75"]
["2CSF602033R3630","3kA, AC, 300mA, 2P, 63A",1492,null,"Basic M","TR75"]
["2CSF604033R3250","3kA, AC, 300mA, 4P, 25A",1479,null,"Basic M","TR75"]
["2CSF604033R3400","3kA, AC, 300mA, 4P, 40A",1645,null,"Basic M","TR75"]
["2CSF604033R3630","3kA, AC, 300mA, 4P, 63A",1852,null,"Basic M","TR75"]
["2CDL610011R1012","1P, pin tipi, 10 mm2, 12 pin",141.1,null,"Basic M","TR72"]
["2CDL610011R1057","1P, Pin tipi, 10 mm2, 57 pin",688.9,null,"Basic M","TR72"]
["2CDL620011R1012","2P, Pin tipi, 10 mm2, 12 pin",298.20000000000005,null,"Basic M","TR72"]
["2CDL620011R1056","2P, Pin tipi, 10 mm2, 56 pin",1146,null,"Basic M","TR72"]
["2CDL630011R1012","3P, Pin tipi, 10 mm2, 12 pin",337.90000000000003,null,"Basic M","TR72"]
["2CDL630011R1057","3P, Pin tipi, 10 mm2, 57 pin",1301,null,"Basic M","TR72"]
["2CDL640011R1012","4P, Pin tipi, 10 mm2, 12 pin",542.70000000000005,null,"Basic M","TR72"]
["2CDL640011R1056","4P, Pin tipi, 10 mm2, 57 pin",2272,null,"Basic M","TR72"]
["2CDL600011R0001","Bara sonlandırma kapağı, 1P",33.4,null,"Basic M","TR72"]
["2CDL600011R0002","Bara sonlandırma kapağı, 2P/3P",60.9,null,"Basic M","TR72"]
["2CDL600011R0004","Bara sonlandırma kapağı, 4P",60.9,null,"Basic M","TR72"]
["2CSM142120R1201","RD2",10259,null,"Din Rail","TR75"]
["2CSJ201001R0002","RD3",14089,null,"Din Rail","TR75"]
["2CSJ202001R0002","RD3M",23185,null,"Din Rail","TR75"]
["2CSJ203001R0002","RD3P",23625,null,"Din Rail","TR75"]
["2CSG035100R1211","TR1",3582,null,"Din Rail","TR75"]
["2CSG060100R1211","TR2",4578,null,"Din Rail","TR75"]
["2CSG080100R1211","TR3",5724,null,"Din Rail","TR75"]
["2CSG110100R1211","TR4",7728,null,"Din Rail","TR75"]
["2CSG210100R1211","TR5/C",12225,null,"Din Rail","TR75"]
["2CSG210200R1211","TR5/A",17082,null,"Din Rail","TR75"]
["2CSG300100R1211","TR6/C",43659,null,"Din Rail","TR75"]
["2CSG300200R1211","TR6/A",68897,null,"Din Rail","TR75"]
["2CTB815710R1800","OVR T1-T2 3L 12.5-275s P QS",27148,null,"Din Rail","TR72"]
["2CTB815710R0600","OVR T1-T2 3L 12.5-275s P TS QS",29886,null,"Din Rail","TR72"]
["2CTB815710R1300","OVR T1-T2 1N 12.5-275s P QS",15367,null,"Din Rail","TR72"]
["2CTB815710R0100","OVR T1-T2 1N 12.5-275s P TS QS",18431,null,"Din Rail","TR72"]
["2CTB815710R1900","OVR T1-T2 3N 12.5-275s P QS",20949,null,"Din Rail","TR72"]
["2CTB815710R0700","OVR T1-T2 3N 12.5-275s P TS QS",25135,null,"Din Rail","TR72"]
["2CTB803871R2300","OVR T2 40 275 P QS",3024,null,"Din Rail","TR72"]
["2CTB803871R1700","OVR T2 40 275 P TS QS",3467,null,"Din Rail","TR72"]
["2CTB815708R1200","OVR T2 80-275s P QS",5312,null,"Din Rail","TR72"]
["2CTB815708R0000","OVR T2 80-275s P TS QS",6098,null,"Din Rail","TR72"]
["2CTB803873R2400","OVR T2 3L 40 275 P QS",8109,null,"Din Rail","TR72"]
["2CTB803873R2500","OVR T2 3L 40 275 P TS QS",8887,null,"Din Rail","TR72"]
["2CTB815708R1800","OVR T2 3L 80-275s P QS",13248,null,"Din Rail","TR72"]
["2CTB815708R0600","OVR T2 3L 80-275s P TS QS",15250,null,"Din Rail","TR72"]
["2CTB803972R1100","OVR T2 1N 40 275 P QS",6600,null,"Din Rail","TR72"]
["2CTB803972R0500","OVR T2 1N 40 275 P TS QS",6768,null,"Din Rail","TR72"]
["2CTB803973R1100","OVR T2 3N 40 275 P QS",11238,null,"Din Rail","TR72"]
["2CTB803973R0500","OVR T2 3N 40 275 P TS QS",12964,null,"Din Rail","TR72"]
["2CTB815708R1400","OVR T2 1N 80-275s P QS",20846,null,"Din Rail","TR72"]
["2CTB815708R0200","OVR T2 1N 80-275s P TS QS",20846,null,"Din Rail","TR72"]
["2CTB815708R2000","OVR T2 3N 80-275s P QS",19390,null,"Din Rail","TR72"]
["2CTB815708R0800","OVR T2 3N 80-275s P TS QS",19668,null,"Din Rail","TR72"]
["2CTB803972R1200","OVR T2-T3 1N 20-275 P QS",6318,null,"Din Rail","TR72"]
["2CTB803972R1300","OVR T2-T3 1N 20-275 P TS QS",8665,null,"Din Rail","TR72"]
["2CTB803973R1200","OVR T2-T3 3N 20-275 P QS",15031,null,"Din Rail","TR72"]
["2CTB803973R1600","OVR T2-T3 3N 20-275 P TS QS",17433,null,"Din Rail","TR72"]
["2CTB815710R2600","OVR T1-T2 12.5-275s C QS",6708,null,"Din Rail","TR72"]
["2CTB815710R2700","OVR T1-T2 N 50-275s C QS",10563,null,"Din Rail","TR72"]
["2CTB803876R1000","OVR T2 40-275 C QS",1906,null,"Din Rail","TR72"]
["2CTB803876R0000","OVR T2 N 80-275 C QS",3751,null,"Din Rail","TR72"]
["2CTB815708R2600","OVR T2 80-275s C QS",3414,null,"Din Rail","TR72"]
["2CTB815708R2800","OVR T2 N 80-275s C QS",6151,null,"Din Rail","TR72"]
["2CTB803876R1200","OVR T2 20-275 C QS",2521,null,"Din Rail","TR72"]
["7TCA085400R0383","OVR SL30/I",13763,null,"Din Rail","TR72"]
["7TCA085400R0368","OVR SL30L",13014,null,"Din Rail","TR72"]
["7TCA085400R0393","OVR SL30L/I",14456,null,"Din Rail","TR72"]
["7TCA085400R0387","OVR SL30X",13014,null,"Din Rail","TR72"]
["7TCA085400R0332","OVR SL50/3W",13014,null,"Din Rail","TR72"]
["7TCA085400R0371","OVR SL30L/4-20",13763,null,"Din Rail","TR72"]
["7TCA085400R0372","OVR SL30L/4-20/I",15142,null,"Din Rail","TR72"]
["7TCA085400R0353","OVR 30E",11860,null,"Din Rail","TR72"]
["7TCA085400R0341","OVR 30Q",34999,null,"Din Rail","TR72"]
["7TCA085400R0311","OVR RS485",15896,null,"Din Rail","TR72"]
["7TCA085400R0312","OVR RS485Q",37704,null,"Din Rail","TR72"]
["7TCA085400R0307","OVR K10T1",23086,null,"Din Rail","TR72"]
["7TCA085400R0410","OVR K10T1/PTC",25162,null,"Din Rail","TR72"]
["7TCA085400R0305","OVR KT1",2716,null,"Din Rail","TR72"]
["7TCA085400R0337","OVR TN/RJ11-2/6",10886,null,"Din Rail","TR72"]
["7TCA085400R0338","OVR TN/RJ11-4/6",13014,null,"Din Rail","TR72"]
["7TCA085400R0339","OVR TN/RJ11-6/6",14566,null,"Din Rail","TR72"]
["7TCA085460R0359","OVR ISDN/RJ45-4/8",12669,null,"Din Rail","TR72"]
["7TCA085460R0360","OVR ISDN/RJ45-8/8",18192,null,"Din Rail","TR72"]
["7TCA085400R0289","OVR CAT-5E",15606,null,"Din Rail","TR72"]
["7TCA085400R0290","OVR CAT-5E/POE",18192,null,"Din Rail","TR72"]
["7TCA085400R0291","OVR CAT-6",18192,null,"Din Rail","TR72"]
["7TCA085400R0292","OVR CAT-6/POE",20786,null,"Din Rail","TR72"]
["7TCA085400R0296","OVR CCTV/B",11860,null,"Din Rail","TR72"]
["7TCA085400R0297","OVR CCTV/B-15V",12502,null,"Din Rail","TR72"]
["7TCA085400R0301","OVR CCTV/T",11860,null,"Din Rail","TR72"]
["7TCA085450R0065","OVR RF 111421",27343,null,"Din Rail","TR72"]
["7TCA085450R0066","OVR RF 441421",21532,null,"Din Rail","TR72"]
["7TCA085450R0063","OVR RF AA1421",35631,null,"Din Rail","TR72"]
["2TAZ312000R2041","E290-16-10/24",2131,null,"Din Rail","TR75"]
["2TAZ312000R2031","E290-16-10/48",2192,null,"Din Rail","TR75"]
["2TAZ312000R2011","E290-16-10/230",1199,null,"Din Rail","TR75"]
["2TAZ322000R2011","E290-32-10/230",1894,null,"Din Rail","TR75"]
["2TAZ312000R2042","E290-16-20/24",3069,null,"Din Rail","TR75"]
["2TAZ312000R2032","E290-16-20/48",3087,null,"Din Rail","TR75"]
["2TAZ312000R2012","E290-16-20/230",2224,null,"Din Rail","TR75"]
["2TAZ322000R2012","E290-32-20/230",3420,null,"Din Rail","TR75"]
["2TAZ312000R2043","E290-16-11/24",2944,null,"Din Rail","TR75"]
["2TAZ312000R2033","E290-16-11/48",2925,null,"Din Rail","TR75"]
["2TAZ312000R2013","E290-16-11/230",1647,null,"Din Rail","TR75"]
["2TAZ322000R2013","E290-32-11/230",3825,null,"Din Rail","TR75"]
["2CCA704300R0001","E292-16-20",1452,null,"Din Rail","TR75"]
["2CCA704301R0001","E292-16-11",1452,null,"Din Rail","TR75"]
["2CCA704302R0001","E292-16-001",1452,null,"Din Rail","TR75"]
["2TAZ312001R2043","E294/24",3457,null,"Din Rail","TR75"]
["2TAZ312001R2013","E294/230",3457,null,"Din Rail","TR75"]
["2CCA704340R0001","E299-11",1554,null,"Din Rail","TR75"]
["2TAZ312005R1003","E295-PS",3208,null,"Din Rail","TR75"]
["2TAZ310002R1000","E295-GM",3420,null,"Din Rail","TR75"]
["2TAZ310003R1000","E296-CP",2800,null,"Din Rail","TR75"]
["2CCS500900R0181","ZLS725",710.2,null,"Din Rail","TR75"]
["2CCS400900R0091","ZLS726",508.1,null,"Din Rail","TR75"]
["2CDE110000R0501","E 232-230",1993,null,"Din Rail","TR75"]
["2CDE110003R0511","E 232 E-230N",3261,null,"Din Rail","TR75"]
["2CSM229921R1341","TL1",4014,null,"Din Rail","TR75"]
["2CSM222491R1000","DWTL1",6959,null,"Din Rail","TR75"]
["2CSM229911R1341","TL1 Pole",5638,null,"Din Rail","TR75"]
["2CSM222511R1000","DWA1",9758,null,"Din Rail","TR75"]
["2CSM222501R1000","DWA2",11787,null,"Din Rail","TR75"]
["2CSM222471R1000","AD1NO-15m",2123,null,"Din Rail","TR75"]
["2CSM222461R1000","AD1NO-R-15m",2235,null,"Din Rail","TR75"]
["2CSM208151R1000","AD1CO-R-15m",2659,null,"Din Rail","TR75"]
["2CSM208141R1000","AW1CO-R-120m",4238,null,"Din Rail","TR75"]
["2CSM222531R1000","DW1",4923,null,"Din Rail","TR75"]
["2CSM222521R1000","DW2",7743,null,"Din Rail","TR75"]
["2CSM110000R0711","M1174",725.1,null,"Din Rail","TR75"]
["2CSM210000R0721","M1175",725.1,null,"Din Rail","TR75"]
["2CSM211000R0721","M1175-C",1142,null,"Din Rail","TR75"]
["2CMA103571R1000","C11 110-101",6533,null,"Din Rail","TR75"]
["2CMA103574R1000","C13 110-101",15257,null,"Din Rail","TR75"]
["2CMA100168R1000","B23 311 - 100",20956,null,"Din Rail","TR75"]
["2CMA100164R1000","B23 112 - 100",19381,null,"Din Rail","TR75"]
["2CMA100169R1000","B23 312 - 100",23115,null,"Din Rail","TR75"]
["2CMA170531R1000","A43 512 - 100",73621,null,"Din Rail","TR75"]
["2CMA100177R1000","B24 111 - 100",17343,null,"Din Rail","TR75"]
["2CMA100178R1000","B24 112 - 100",23115,null,"Din Rail","TR75"]
["2CMA100183R1000","B24 352 - 100",28813,null,"Din Rail","TR75"]
["2CMA170549R1000","A44 552 - 110",53973,null,"Din Rail","TR75"]
["1SYG235081R4051","M1M 10",3676,null,"Din Rail","TR75"]
["1SYG207591R4051","M1M 12",7023,null,"Din Rail","TR75"]
["1SYG207581R4051","M1M 12 Modbus",10037,null,"Din Rail","TR75"]
["2TAZ661010R2000","M1M 15",11493,null,"Din Rail","TR72"]
["2TAZ661012R2000","M1M 15 MODBUS",12519,null,"Din Rail","TR72"]
["2TAZ662010R2000","M1M 20",13799,null,"Din Rail","TR72"]
["2TAZ662012R2000","M1M 20 MODBUS",15031,null,"Din Rail","TR72"]
["2TAZ663012R2000","M1M 30 MODBUS",17516,null,"Din Rail","TR72"]
["4TRB160005R0001","BasicLine SL160 sıva üstü düz metal kapaklı dağıtım panosu (Y400xG400)",5344,null,"BasicLine","TR76"]
["4TRB160005R0003","BasicLine SL160 sıva üstü düz metal kapaklı dağıtım panosu (Y400xG600)",6318,null,"BasicLine","TR76"]
["4TRB160005R0005","BasicLine SL160 sıva üstü düz metal kapaklı dağıtım panosu (Y400xG800)",7276,null,"BasicLine","TR76"]
["4TRB160005R0007","BasicLine SL160 sıva üstü düz metal kapaklı dağıtım panosu (Y600xG400)",6267,null,"BasicLine","TR76"]
["4TRB160005R0009","BasicLine SL160 sıva üstü düz metal kapaklı dağıtım panosu (Y600xG600)",7616,null,"BasicLine","TR76"]
["4TRB160005R0011","BasicLine SL160 sıva üstü düz metal kapaklı dağıtım panosu (Y600xG800)",8722,null,"BasicLine","TR76"]
["4TRB160005R0013","BasicLine SL160 sıva üstü düz metal kapaklı dağıtım panosu (Y800xG400)",8837,null,"BasicLine","TR76"]
["4TRB160005R0015","BasicLine SL160 sıva üstü düz metal kapaklı dağıtım panosu (Y800xG600)",10085,null,"BasicLine","TR76"]
["4TRB160005R0017","BasicLine SL160 sıva üstü düz metal kapaklı dağıtım panosu (Y800xG800)",13544,null,"BasicLine","TR76"]
["4TRB160005R0019","BasicLine SL160 sıva üstü düz metal kapaklı dağıtım panosu (Y1000xG400)",10010,null,"BasicLine","TR76"]
["4TRB160005R0021","BasicLine SL160 sıva üstü düz metal kapaklı dağıtım panosu (Y1000xG600)",12149,null,"BasicLine","TR76"]
["4TRB160005R0023","BasicLine SL160 sıva üstü düz metal kapaklı dağıtım panosu (Y1000xG800)",14188,null,"BasicLine","TR76"]
["4TRB160005R0025","BasicLine SL160 sıva üstü düz metal kapaklı dağıtım panosu (Y1200xG400)",11180,null,"BasicLine","TR76"]
["4TRB160005R0027","BasicLine SL160 sıva üstü düz metal kapaklı dağıtım panosu (Y1200xG600)",13134,null,"BasicLine","TR76"]
["4TRB160005R0029","BasicLine SL160 sıva üstü düz metal kapaklı dağıtım panosu (Y1200xG800)",17813,null,"BasicLine","TR76"]
["4TRB160005R0031","BasicLine SL160 sıva üstü düz metal kapaklı dağıtım panosu (Y1400xG400)",14597,null,"BasicLine","TR76"]
["4TRB160005R0033","BasicLine SL160 sıva üstü düz metal kapaklı dağıtım panosu (Y1400xG600)",16962,null,"BasicLine","TR76"]
["4TRB160005R0035","BasicLine SL160 sıva üstü düz metal kapaklı dağıtım panosu (Y1600xG400)",15420,null,"BasicLine","TR76"]
["4TRB160005R0037","BasicLine SL160 sıva üstü düz metal kapaklı dağıtım panosu (Y1600xG600)",21865,null,"BasicLine","TR76"]
["4TRB160005R0002","Montaj iskeleti (Y 400 x G 400)",738.4,null,"BasicLine","TR76"]
["4TRB160005R0004","Montaj iskeleti (Y 400 x G 600)",792.4,null,"BasicLine","TR76"]
["4TRB160005R0006","Montaj iskeleti (Y 400 x G 800)",862.5,null,"BasicLine","TR76"]
["4TRB160005R0008","Montaj iskeleti (Y 600 x G 400)",929.6,null,"BasicLine","TR76"]
["4TRB160005R0010","Montaj iskeleti (Y 600 x G 600)",949.2,null,"BasicLine","TR76"]
["4TRB160005R0012","Montaj iskeleti (Y 600 x G 800)",1026,null,"BasicLine","TR76"]
["4TRB160005R0014","Montaj iskeleti (Y 800 x G 400)",1005,null,"BasicLine","TR76"]
["4TRB160005R0016","Montaj iskeleti (Y 800 x G 600)",1057,null,"BasicLine","TR76"]
["4TRB160005R0018","Montaj iskeleti (Y 800 x G 800)",1115,null,"BasicLine","TR76"]
["4TRB160005R0020","Montaj iskeleti (Y 1000 x G 400)",1105,null,"BasicLine","TR76"]
["4TRB160005R0022","Montaj iskeleti (Y 1000 x G 600)",1160,null,"BasicLine","TR76"]
["4TRB160005R0024","Montaj iskeleti (Y 1000 x G 800)",1231,null,"BasicLine","TR76"]
["4TRB160005R0026","Montaj iskeleti (Y 1200 x G 400)",1287,null,"BasicLine","TR76"]
["4TRB160005R0028","Montaj iskeleti (Y 1200 x G 600)",1347,null,"BasicLine","TR76"]
["4TRB160005R0030","Montaj iskeleti (Y 1200 x G 800)",1417,null,"BasicLine","TR76"]
["4TRB160005R0032","Montaj iskeleti (Y 1400 x G 400)",1440,null,"BasicLine","TR76"]
["4TRB160005R0034","Montaj iskeleti (Y 1400 x G 600)",1511,null,"BasicLine","TR76"]
["4TRB160005R0036","Montaj iskeleti (Y 1600 x G 400)",1543,null,"BasicLine","TR76"]
["4TRB160005R0038","Montaj iskeleti (Y 1600 x G 600)",1612,null,"BasicLine","TR76"]
["4TRB160006R0001","DIN Rayı montaj kiti – 12M ve 400mm",367.6,null,"BasicLine","TR76"]
["4TRB160006R0004","DIN Rayı montaj kiti – 16M ve 400mm",447.6,null,"BasicLine","TR76"]
["4TRB160006R0002","DIN Rayı montaj kiti – 24M ve 600mm",491.8,null,"BasicLine","TR76"]
["4TRB160006R0003","DIN Rayı montaj kiti – 36M ve 800mm",676.30000000000007,null,"BasicLine","TR76"]
["4TRB160007R0001","DIN Rayı montajı için delikli perde sacı – 12M (Y150xG400)",379,null,"BasicLine","TR76"]
["4TRB160007R0002","DIN Rayı montajı için delikli perde sacı – 12M (Y200xG400)",416.70000000000005,null,"BasicLine","TR76"]
["4TRB160007R0007","DIN Rayı montajı için delikli perde sacı – 16M (Y200xG400)",418.20000000000005,null,"BasicLine","TR76"]
["4TRB160007R0003","DIN Rayı montajı için delikli perde sacı – 24M (Y150xG600)",478.70000000000005,null,"BasicLine","TR76"]
["4TRB160007R0004","DIN Rayı montajı için delikli perde sacı – 24M (Y200xG600)",552.20000000000005,null,"BasicLine","TR76"]
["4TRB160007R0005","DIN Rayı montajı için delikli perde sacı – 36M (Y150xG800)",584.80000000000007,null,"BasicLine","TR76"]
["4TRB160007R0006","DIN Rayı montajı için delikli perde sacı – 36M (Y200xG800)",697.6,null,"BasicLine","TR76"]
["4TRB160008R0001","Düz perde sacı (Y50xG400)",220.6,null,"BasicLine","TR76"]
["4TRB160008R0002","Düz perde sacı (Y100xG400)",284.3,null,"BasicLine","TR76"]
["4TRB160008R0003","Düz perde sacı (Y150xG400)",348,null,"BasicLine","TR76"]
["4TRB160008R0004","Düz perde sacı (Y200xG400)",398.6,null,"BasicLine","TR76"]
["4TRB160008R0005","Düz perde sacı (Y300xG400)",522.80000000000007,null,"BasicLine","TR76"]
["4TRB160008R0006","Düz perde sacı (Y400xG400)",617.5,null,"BasicLine","TR76"]
["4TRB160008R0007","Düz perde sacı (Y50xG600)",284.3,null,"BasicLine","TR76"]
["4TRB160008R0008","Düz perde sacı (Y100xG600)",384,null,"BasicLine","TR76"]
["4TRB160008R0009","Düz perde sacı (Y150xG600)",450.90000000000003,null,"BasicLine","TR76"]
["4TRB160008R0010","Düz perde sacı (Y200xG600)",532.6,null,"BasicLine","TR76"]
["4TRB160008R0011","Düz perde sacı (Y300xG600)",699.2,null,"BasicLine","TR76"]
["4TRB160008R0012","Düz perde sacı (Y400xG600)",944.2,null,"BasicLine","TR76"]
["4TRB160008R0013","Düz perde sacı (Y50xG800)",335,null,"BasicLine","TR76"]
["4TRB160008R0014","Düz perde sacı (Y100xG800)",449.3,null,"BasicLine","TR76"]
["4TRB160008R0015","Düz perde sacı (Y150xG800)",553.9,null,"BasicLine","TR76"]
["4TRB160008R0016","Düz perde sacı (Y200xG800)",679.6,null,"BasicLine","TR76"]
["4TRB160008R0017","Düz perde sacı (Y300xG800)",887.1,null,"BasicLine","TR76"]
["4TRB160008R0018","Düz perde sacı (Y400xG800)",1209,null,"BasicLine","TR76"]
["4TRB160009R0001","Tmax XT1 Yan yan dikey montaj plakası – (Y200xG400) XT1 – (3P x 1 adet, 4P x 1 adet)",849.5,null,"BasicLine","TR76"]
["4TRB160009R0002","Tmax XT1 Yan yan dikey montaj plakası – (Y200xG600) XT1 – (3P x 4 adet, 4P x 3 adet)",1087,null,"BasicLine","TR76"]
["4TRB160009R0003","Tmax XT1 Yan yan dikey montaj plakası – (Y200xG800) XT1 – (3P x 6 adet, 4P x 5 adet)",1302,null,"BasicLine","TR76"]
["4TRB160009R0004","Tmax XT3 Yan yan dikey montaj plakası – (Y200xG400) XT3 – (3P x 1 adet, 4P x 1 adet)",986.7,null,"BasicLine","TR76"]
["4TRB160009R0005","Tmax XT3 Yan yan dikey montaj plakası – (Y200xG600) XT3 – (3P x 3 adet, 4P x 2 adet)",1241,null,"BasicLine","TR76"]
["4TRB160009R0006","Tmax XT3 Yan yan dikey montaj plakası – (Y200xG800) XT3 – (3P x 5 adet, 4P x 4 adet)",1577,null,"BasicLine","TR76"]
["4TRB160009R2001","Tmax TX1 3P/4P Yatay montaj kiti – (Y200xG400)",849.5,null,"BasicLine","TR76"]
["4TRB160009R2002","Tmax TX1 3P/4P Yatay montaj kiti – (Y200xG600)",1087,null,"BasicLine","TR76"]
["4TRB160009R2003","Tmax TX1 3P/4P Yatay montaj kiti – (Y200xG800)",1302,null,"BasicLine","TR76"]
["4TRB160009R2004","Tmax TX3 3P/4P Yatay montaj kiti – (Y200xG400)",849.5,null,"BasicLine","TR76"]
["4TRB160009R2005","Tmax TX3 3P/4P Yatay montaj kiti – (Y200xG600)",1087,null,"BasicLine","TR76"]
["4TRB160009R2006","Tmax TX3 3P/4P Yatay montaj kiti – (Y200xG800)",1302,null,"BasicLine","TR76"]
["4TRB160009R1001","Düz montaj plakası (Y100xG400)",253.29999999999998,null,"BasicLine","TR76"]
["4TRB160009R1002","Düz montaj plakası (Y150xG400)",305.60000000000002,null,"BasicLine","TR76"]
["4TRB160009R1003","Düz montaj plakası (Y200xG400)",351.3,null,"BasicLine","TR76"]
["4TRB160009R1004","Düz montaj plakası (Y300xG400)",446.1,null,"BasicLine","TR76"]
["4TRB160009R1005","Düz montaj plakası (Y400xG400)",532.6,null,"BasicLine","TR76"]
["4TRB160009R1006","Düz montaj plakası (Y100xG600)",325.20000000000005,null,"BasicLine","TR76"]
["4TRB160009R1007","Düz montaj plakası (Y150xG600)",397.1,null,"BasicLine","TR76"]
["4TRB160009R1008","Düz montaj plakası (Y200xG600)",470.5,null,"BasicLine","TR76"]
["4TRB160009R1009","Düz montaj plakası (Y300xG600)",607.70000000000005,null,"BasicLine","TR76"]
["4TRB160009R1010","Düz montaj plakası (Y400xG600)",744.9,null,"BasicLine","TR76"]
["4TRB160009R1011","Düz montaj plakası (Y100xG800)",413.40000000000003,null,"BasicLine","TR76"]
["4TRB160009R1012","Düz montaj plakası (Y150xG800)",496.6,null,"BasicLine","TR76"]
["4TRB160009R1013","Düz montaj plakası (Y200xG800)",589.80000000000007,null,"BasicLine","TR76"]
["4TRB160009R1014","Düz montaj plakası (Y300xG800)",772.80000000000007,null,"BasicLine","TR76"]
["4TRB160009R1015","Düz montaj plakası (Y400xG800)",968.80000000000007,null,"BasicLine","TR76"]
["4TRB160009R3001","Klemens rayı montaj kirişleri – 10 adet",1150,null,"BasicLine","TR76"]
["4TRB160009R3002","Kablo bağlantı kirişleri – 5 adet (G430)",914.80000000000007,null,"BasicLine","TR76"]
["4TRB160009R3003","Kablo bağlantı kirişleri – 5 adet (G630)",1351,null,"BasicLine","TR76"]
["4TRB160009R3004","Kablo bağlantı kirişleri – 5 adet (G830)",1744,null,"BasicLine","TR76"]
["1SZR004001A2100","Sıva üstü opak beyaz kapak 2 modül",362.1,null,"Sigorta Kutusu","TR76"]
["1SZR004001A2200","Sıva üstü şeffaf dumanlı kapak 2 modül",362.1,null,"Sigorta Kutusu","TR76"]
["1SZR004002A2101","Sıva üstü opak beyaz kapak 4 modül",393.40000000000003,null,"Sigorta Kutusu","TR76"]
["1SZR004002A2201","Sıva üstü şeffaf dumanlı kapak 4 modül",393.40000000000003,null,"Sigorta Kutusu","TR76"]
["1SZR004002A2102","Sıva üstü opak beyaz kapak 6 modül",487.1,null,"Sigorta Kutusu","TR76"]
["1SZR004002A2202","Sıva üstü şeffaf dumanlı kapak 6 modül",487.1,null,"Sigorta Kutusu","TR76"]
["1SZR004001A2103","Sıva üstü opak beyaz kapak 8 modül",526.80000000000007,null,"Sigorta Kutusu","TR76"]
["1SZR004001A2203","Sıva üstü şeffaf dumanlı kapak 8 modül",526.80000000000007,null,"Sigorta Kutusu","TR76"]
["1SZR004001A2104","Sıva üstü opak beyaz kapak 12 modül",697.5,null,"Sigorta Kutusu","TR76"]
["1SZR004001A2204","Sıva üstü şeffaf dumanlı kapak 12 modül",697.5,null,"Sigorta Kutusu","TR76"]
["1SZR004001A2105","Sıva üstü opak beyaz kapak 16 modül",778.4,null,"Sigorta Kutusu","TR76"]
["1SZR004001A2205","Sıva üstü şeffaf dumanlı kapak 16 modül",778.4,null,"Sigorta Kutusu","TR76"]
["1SZR004001A2107","Sıva üstü opak beyaz kapak 24 modül",995.80000000000007,null,"Sigorta Kutusu","TR76"]
["1SZR004001A2207","Sıva üstü şeffaf dumanlı kapak 24 modül",995.80000000000007,null,"Sigorta Kutusu","TR76"]
["1SZR004001A2109","Sıva üstü opak beyaz kapak 36 modül",1408,null,"Sigorta Kutusu","TR76"]
["1SZR004001A2209","Sıva üstü şeffaf dumanlı kapak 36 modül",1408,null,"Sigorta Kutusu","TR76"]
["1SZR004001A1100","Sıva altı opak beyaz kapak 2 modül",307.10000000000002,null,"Sigorta Kutusu","TR76"]
["1SZR004001A1200","Sıva altı şeffaf dumanlı kapak 2 modül",307.10000000000002,null,"Sigorta Kutusu","TR76"]
["1SZR004002A1101","Sıva altı opak beyaz kapak 4 modül",358.3,null,"Sigorta Kutusu","TR76"]
["1SZR004002A1201","Sıva altı şeffaf dumanlı kapak 4 modül",358.3,null,"Sigorta Kutusu","TR76"]
["1SZR004002A1102","Sıva altı opak beyaz kapak 6 modül",448,null,"Sigorta Kutusu","TR76"]
["1SZR004002A1202","Sıva altı şeffaf dumanlı kapak 6 modül",448,null,"Sigorta Kutusu","TR76"]
["1SZR004001A1103","Sıva altı opak beyaz kapak 8 modül",487.1,null,"Sigorta Kutusu","TR76"]
["1SZR004001A1203","Sıva altı şeffaf dumanlı kapak 8 modül",487.1,null,"Sigorta Kutusu","TR76"]
["1SZR004001A1104","Sıva altı opak beyaz kapak 12 modül",666.4,null,"Sigorta Kutusu","TR76"]
["1SZR004001A1204","Sıva altı şeffaf dumanlı kapak 12 modül",666.4,null,"Sigorta Kutusu","TR76"]
["1SZR004001A1105","Sıva altı opak beyaz kapak 16 modül",753.6,null,"Sigorta Kutusu","TR76"]
["1SZR004001A1205","Sıva altı şeffaf dumanlı kapak 16 modül",753.6,null,"Sigorta Kutusu","TR76"]
["1SZR004001A1107","Sıva altı opak beyaz kapak 24 modül",977.7,null,"Sigorta Kutusu","TR76"]
["1SZR004001A1207","Sıva altı şeffaf dumanlı kapak 24 modül",977.7,null,"Sigorta Kutusu","TR76"]
["1SZR004001A1109","Sıva altı opak beyaz kapak 36 modül",1376,null,"Sigorta Kutusu","TR76"]
["1SZR004001A1209","Sıva altı şeffaf dumanlı kapak 36 modül",1376,null,"Sigorta Kutusu","TR76"]
["M125340000","TERMINALBAR15HD.4.5MMAND6HD.5.6MM",227.2,null,"Sigorta Kutusu","TR76"]
["M125320000","TERMINALBAR10HD.4.5MMAND3HD.5.6MM",164.5,null,"Sigorta Kutusu","TR76"]
["M125310000","TERMINALBAR5HD.4.5MM",101.6,null,"Sigorta Kutusu","TR76"]
["1SLM004100A1100","MISTRAL41F sıva altı opak kapak dağıtım kutusu 4M",394.3,null,"Sigorta Kutusu","TR76"]
["1SLM004100A1200","MISTRAL41F sıva altı şeffaf kapak dağıtım kutusu 4M",394.3,null,"Sigorta Kutusu","TR76"]
["1SLM004100A1101","MISTRAL41F sıva altı opak kapak dağıtım kutusu 6M",479.70000000000005,null,"Sigorta Kutusu","TR76"]
["1SLM004100A1201","MISTRAL41F sıva altı şeffaf kapak dağıtım kutusu 6M",479.70000000000005,null,"Sigorta Kutusu","TR76"]
["1SLM004100A1102","MISTRAL41F sıva altı opak kapak dağıtım kutusu 8M",538,null,"Sigorta Kutusu","TR76"]
["1SLM004100A1202","MISTRAL41F sıva altı şeffaf kapak dağıtım kutusu 8M",538,null,"Sigorta Kutusu","TR76"]
["1SLM004100A1103","MISTRAL41F sıva altı opak kapak dağıtım kutusu 12M",850.30000000000007,null,"Sigorta Kutusu","TR76"]
["1SLM004100A1203","MISTRAL41F sıva altı şeffaf kapak dağıtım kutusu 12M",850.30000000000007,null,"Sigorta Kutusu","TR76"]
["1SLM004100A1104","MISTRAL41F sıva altı opak kapak dağıtım kutusu 18M",1130,null,"Sigorta Kutusu","TR76"]
["1SLM004100A1204","MISTRAL41F sıva altı şeffaf kapak dağıtım kutusu 18M",1130,null,"Sigorta Kutusu","TR76"]
["1SLM004100A1105","MISTRAL41F sıva altı opak kapak dağıtım kutusu 24M",1160,null,"Sigorta Kutusu","TR76"]
["1SLM004100A1205","MISTRAL41F sıva altı şeffaf kapak dağıtım kutusu 24M",1160,null,"Sigorta Kutusu","TR76"]
["1SLM004100A1106","MISTRAL41F sıva altı opak kapak dağıtım kutusu 36M 2F",1841,null,"Sigorta Kutusu","TR76"]
["1SLM004100A1206","MISTRAL41F sıva altı şeffaf kapak dağıtım kutusu 36M 2F",1841,null,"Sigorta Kutusu","TR76"]
["1SLM004100A1107","MISTRAL41F sıva altı opak kapak dağıtım kutusu 36M 3F",1841,null,"Sigorta Kutusu","TR76"]
["1SLM004100A1207","MISTRAL41F sıva altı şeffaf kapak dağıtım kutusu 36M 3F",1841,null,"Sigorta Kutusu","TR76"]
["1SLM004100A1109","MISTRAL41F sıva altı opak kapak dağıtım kutusu 54M",3104,null,"Sigorta Kutusu","TR76"]
["1SLM004100A1209","MISTRAL41F sıva altı şeffaf kapak dağıtım kutusu 54M",3104,null,"Sigorta Kutusu","TR76"]
["1SLM004100A1108","MISTRAL41F sıva altı opak kapak dağıtım kutusu 48M",2803,null,"Sigorta Kutusu","TR76"]
["1SLM004100A1208","MISTRAL41F sıva altı şeffaf kapak dağıtım kutusu 48M",2803,null,"Sigorta Kutusu","TR76"]
["1SLM004100A1110","MISTRAL41F sıva altı opak kapak dağıtım kutusu 72M",4381,null,"Sigorta Kutusu","TR76"]
["1SLM004100A1210","MISTRAL41F sıva altı şeffaf kapak dağıtım kutusu 72M",4381,null,"Sigorta Kutusu","TR76"]
["1SLM004100A1900","Opak kapak 4M MISTRAL41F",314.8,null,"Sigorta Kutusu","TR76"]
["1SLM004100A1916","Opak kapak 6M MISTRAL41F",384,null,"Sigorta Kutusu","TR76"]
["1SLM004100A1902","Opak kapak 8M MISTRAL41F",427.5,null,"Sigorta Kutusu","TR76"]
["1SLM004100A1904","Opak kapak 12M MISTRAL41F",584.80000000000007,null,"Sigorta Kutusu","TR76"]
["1SLM004100A1906","Opak kapak 18M MISTRAL41F",899.2,null,"Sigorta Kutusu","TR76"]
["1SLM004100A1908","Opak kapak 24M / 48M MISTRAL41F",1130,null,"Sigorta Kutusu","TR76"]
["1SLM004100A1910","Opak kapak 36M MISTRAL41F - 3F",1465,null,"Sigorta Kutusu","TR76"]
["1SLM004100A1912","Opak kapak 36M / 72M MISTRAL41F - 2F",1465,null,"Sigorta Kutusu","TR76"]
["1SLM004100A1914","Opak kapak 54M MISTRAL41F",2466,null,"Sigorta Kutusu","TR76"]
["1SLM004100A1901","Şeffaf kapak 4M MISTRAL41F",314.8,null,"Sigorta Kutusu","TR76"]
["1SLM004100A1917","Şeffaf kapak 6M MISTRAL41F",384,null,"Sigorta Kutusu","TR76"]
["1SLM004100A1903","Şeffaf kapak 8M MISTRAL41F",427.5,null,"Sigorta Kutusu","TR76"]
["1SLM004100A1905","Şeffaf kapak 12M MISTRAL41F",584.80000000000007,null,"Sigorta Kutusu","TR76"]
["1SLM004100A1907","Şeffaf kapak 18M MISTRAL41F",899.2,null,"Sigorta Kutusu","TR76"]
["1SLM004100A1909","Şeffaf kapak 24M / 48M MISTRAL41F",1130,null,"Sigorta Kutusu","TR76"]
["1SLM004100A1911","Şeffaf kapak 36M MISTRAL41F - 3F",1465,null,"Sigorta Kutusu","TR76"]
["1SLM004100A1913","Şeffaf kapak 36M / 72M MISTRAL41F - 2F",1465,null,"Sigorta Kutusu","TR76"]
["1SLM004100A1915","Şeffaf kapak 54M MISTRAL41F",2466,null,"Sigorta Kutusu","TR76"]
["1SLM004100A1920","Yatay bölümlendirme 12M MISTRAL41F",1045,null,"Sigorta Kutusu","TR76"]
["1SLM004100A1921","Yatay bölümlendirme 18M MISTRAL41F",1178,null,"Sigorta Kutusu","TR76"]
["1SLM004100A1922","Dikey birleştirme / boru ve kablo tutucu 12M",562.6,null,"Sigorta Kutusu","TR76"]
["1SLM004100A1923","Dikey birleştirme / boru ve kablo tutucu 18M",704.6,null,"Sigorta Kutusu","TR76"]
["1SLM004100A1931","Anahtarlı kilit MISTRAL41F",1354,null,"Sigorta Kutusu","TR76"]
["1SLM004100A1945","Pano ortası düz ön panel 12M MISTRAL41F",136.19999999999999,null,"Sigorta Kutusu","TR76"]
["1SLM004100A1946","Düz ön panel 12M MISTRAL41F",136.19999999999999,null,"Sigorta Kutusu","TR76"]
["1SLM004100A1947","Pano ortası düz ön panel 18M MISTRAL41F",150.19999999999999,null,"Sigorta Kutusu","TR76"]
["1SLM004100A1948","Düz ön panel 18M MISTRAL41F",150.19999999999999,null,"Sigorta Kutusu","TR76"]
["1SLM004100A1949","Yatay bağlantı aksesuarı",281.90000000000003,null,"Sigorta Kutusu","TR76"]
["1SLM004100A1942","Kablo tutucu aksesuar",172,null,"Sigorta Kutusu","TR76"]
["1SPE007717F0100","MISTRAL41W sıva üstü kapaksız dağıtım kutusu 2M",227.29999999999998,null,"Sigorta Kutusu","TR76"]
["1SPE007717F0210","MISTRAL41W sıva üstü opak kapak dağıtım kutusu 4M",394.3,null,"Sigorta Kutusu","TR76"]
["1SPE007717F0220","MISTRAL41W sıva üstü şeffaf kapak dağıtım kutusu 4M",394.3,null,"Sigorta Kutusu","TR76"]
["1SPE007717F0310","MISTRAL41W sıva üstü opak kapak dağıtım kutusu 8M",538,null,"Sigorta Kutusu","TR76"]
["1SPE007717F0320","MISTRAL41W sıva üstü şeffaf kapak dağıtım kutusu 8M",538,null,"Sigorta Kutusu","TR76"]
["1SPE007717F0410","MISTRAL41W sıva üstü opak kapak dağıtım kutusu 12M",735.5,null,"Sigorta Kutusu","TR76"]
["1SPE007717F0420","MISTRAL41W sıva üstü şeffaf kapak dağıtım kutusu 12M",735.5,null,"Sigorta Kutusu","TR76"]
["1SPE007717F0810","MISTRAL41W sıva üstü opak kapak dağıtım kutusu 18M",1130,null,"Sigorta Kutusu","TR76"]
["1SPE007717F0820","MISTRAL41W sıva üstü şeffaf kapak dağıtım kutusu 18M",1130,null,"Sigorta Kutusu","TR76"]
["1SPE007717F0510","MISTRAL41W sıva üstü opak kapak dağıtım kutusu 24M",1409,null,"Sigorta Kutusu","TR76"]
["1SPE007717F0520","MISTRAL41W sıva üstü şeffaf kapak dağıtım kutusu 24M",1409,null,"Sigorta Kutusu","TR76"]
["1SPE007717F0910","MISTRAL41W sıva üstü opak kapak dağıtım kutusu 36M 2F",1841,null,"Sigorta Kutusu","TR76"]
["1SPE007717F0920","MISTRAL41W sıva üstü şeffaf kapak dağıtım kutusu 36M 2F",1841,null,"Sigorta Kutusu","TR76"]
["1SPE007717F0610","MISTRAL41W sıva üstü opak kapak dağıtım kutusu 36M 3F",1841,null,"Sigorta Kutusu","TR76"]
["1SPE007717F0620","MISTRAL41W sıva üstü şeffaf kapak dağıtım kutusu 36M 3F",1841,null,"Sigorta Kutusu","TR76"]
["1SPE007717F1010","MISTRAL41W sıva üstü opak kapak dağıtım kutusu 54M",3104,null,"Sigorta Kutusu","TR76"]
["1SPE007717F1020","MISTRAL41W sıva üstü şeffaf kapak dağıtım kutusu 54M",3104,null,"Sigorta Kutusu","TR76"]
["1SPE007717F0710","MISTRAL41W sıva üstü opak kapak dağıtım kutusu 48M",2803,null,"Sigorta Kutusu","TR76"]
["1SPE007717F0720","MISTRAL41W sıva üstü şeffaf kapak dağıtım kutusu 48M",2803,null,"Sigorta Kutusu","TR76"]
["1SPE007717F1110","MISTRAL41W sıva üstü opak kapak dağıtım kutusu 72M",4381,null,"Sigorta Kutusu","TR76"]
["1SPE007717F1120","MISTRAL41W sıva üstü şeffaf kapak dağıtım kutusu 72M",4381,null,"Sigorta Kutusu","TR76"]
["1SPE007717F9900","Opak kapak 4M MISTRAL41W",314.8,null,"Sigorta Kutusu","TR76"]
["1SPE007717F9901","Opak kapak 8M MISTRAL41W",427.5,null,"Sigorta Kutusu","TR76"]
["1SPE007717F9902","Opak kapak 12M MISTRAL41W",584.80000000000007,null,"Sigorta Kutusu","TR76"]
["1SPE007717F9903","Opak kapak 24M / 48M MISTRAL41W",1130,null,"Sigorta Kutusu","TR76"]
["1SPE007717F9904","Opak kapak 36M MISTRAL41W – 3F",1465,null,"Sigorta Kutusu","TR76"]
["1SPE007717F9905","Opak kapak 18M MISTRAL41W",899.2,null,"Sigorta Kutusu","TR76"]
["1SPE007717F9906","Opak kapak 36M / 72M MISTRAL41W – 2F",1465,null,"Sigorta Kutusu","TR76"]
["1SPE007717F9907","Opak kapak 54M MISTRAL41W",2466,null,"Sigorta Kutusu","TR76"]
["1SPE007717F9908","Şeffaf kapak 4M MISTRAL41W",314.8,null,"Sigorta Kutusu","TR76"]
["1SPE007717F9909","Şeffaf kapak 8M MISTRAL41W",427.5,null,"Sigorta Kutusu","TR76"]
["1SPE007717F9910","Şeffaf kapak 12M MISTRAL41W",584.80000000000007,null,"Sigorta Kutusu","TR76"]
["1SPE007717F9911","Şeffaf kapak 24M / 48M MISTRAL41W",1130,null,"Sigorta Kutusu","TR76"]
["1SPE007717F9912","Şeffaf kapak 36M MISTRAL41W - 3F",1465,null,"Sigorta Kutusu","TR76"]
["1SPE007717F9913","Şeffaf kapak 18M MISTRAL41W",899.2,null,"Sigorta Kutusu","TR76"]
["1SPE007717F9914","Şeffaf kapak 36M / 72M MISTRAL41W – 2F",1465,null,"Sigorta Kutusu","TR76"]
["1SPE007717F9915","Şeffaf kapak 54M MISTRAL41W",2466,null,"Sigorta Kutusu","TR76"]
["1SPE007715F5010","Şeffaf kapak için kilit takımı MISTRAL41W",1354,null,"Sigorta Kutusu","TR76"]
["1SPE007715F5012","Etiket tutucu 12M MISTRAL41W",227.29999999999998,null,"Sigorta Kutusu","TR76"]
["1SPE007715F5018","Etiket tutucu 18M MISTRAL41W",254.79999999999998,null,"Sigorta Kutusu","TR76"]
["1SPE007715F5112","Yatay bölümlendirme 12M MISTRAL41W",1045,null,"Sigorta Kutusu","TR76"]
["1SPE007715F5118","Yatay bölümlendirme 18M MISTRAL41W",1178,null,"Sigorta Kutusu","TR76"]
["1SPE007715F5650","MCB kapağı 12M GWT 650 MISTRAL41W",227.29999999999998,null,"Sigorta Kutusu","TR76"]
["1SL1100A00","MISTRAL65 opak kapak dağıtım kutusu 4M",874.9,null,"Sigorta Kutusu","TR76"]
["1SL1200A00","MISTRAL65 şeffaf kapak dağıtım kutusu 4M",874.9,null,"Sigorta Kutusu","TR76"]
["1SL1101A00","MISTRAL65 opak kapak dağıtım kutusu 8M",1282,null,"Sigorta Kutusu","TR76"]
["1SL1201A00","MISTRAL65 şeffaf kapak dağıtım kutusu 8M",1282,null,"Sigorta Kutusu","TR76"]
["1SL1102A00","MISTRAL65 opak kapak dağıtım kutusu 12M",2037,null,"Sigorta Kutusu","TR76"]
["1SL1202A00","MISTRAL65 şeffaf kapak dağıtım kutusu 12M",2037,null,"Sigorta Kutusu","TR76"]
["1SL1103A00","MISTRAL65 opak kapak dağıtım kutusu 18M",2898,null,"Sigorta Kutusu","TR76"]
["1SL1203A00","MISTRAL65 şeffaf kapak dağıtım kutusu 18M",2898,null,"Sigorta Kutusu","TR76"]
["1SL1104A00","MISTRAL65 opak kapak dağıtım kutusu 24M",3104,null,"Sigorta Kutusu","TR76"]
["1SL1204A00","MISTRAL65 şeffaf kapak dağıtım kutusu 24M",3104,null,"Sigorta Kutusu","TR76"]
["1SL1105A00","MISTRAL65 opak kapak dağıtım kutusu 36M 2F",3985,null,"Sigorta Kutusu","TR76"]
["1SL1205A00","MISTRAL65 şeffaf kapak dağıtım kutusu 36M 2F",3985,null,"Sigorta Kutusu","TR76"]
["1SL1106A00","MISTRAL65 opak kapak dağıtım kutusu 36M 3F",4343,null,"Sigorta Kutusu","TR76"]
["1SL1206A00","MISTRAL65 şeffaf kapak dağıtım kutusu 36M 3F",4343,null,"Sigorta Kutusu","TR76"]
["1SL1108A00","MISTRAL65 opak kapak dağıtım kutusu 54M",6648,null,"Sigorta Kutusu","TR76"]
["1SL1208A00","MISTRAL65 şeffaf kapak dağıtım kutusu 54M",6648,null,"Sigorta Kutusu","TR76"]
["1SL1107A00","MISTRAL65 opak kapak dağıtım kutusu 48M",6382,null,"Sigorta Kutusu","TR76"]
["1SL1207A00","MISTRAL65 şeffaf kapak dağıtım kutusu 48M",6382,null,"Sigorta Kutusu","TR76"]
["1SL1109A00","MISTRAL65 opak kapak dağıtım kutusu 72M",9324,null,"Sigorta Kutusu","TR76"]
["1SL1209A00","MISTRAL65 şeffaf kapak dağıtım kutusu 72M",9324,null,"Sigorta Kutusu","TR76"]
["1SL1900A00","Opak kapak 4M MISTRAL65",567.5,null,"Sigorta Kutusu","TR76"]
["1SL1902A00","Opak kapak 8M MISTRAL65",711.2,null,"Sigorta Kutusu","TR76"]
["1SL1904A00","Opak kapak 12M MISTRAL65",1002,null,"Sigorta Kutusu","TR76"]
["1SL1906A00","Opak kapak 18M MISTRAL65",1252,null,"Sigorta Kutusu","TR76"]
["1SL1908A00","Opak kapak 24M / 48M MISTRAL65",1428,null,"Sigorta Kutusu","TR76"]
["1SL1910A00","Opak kapak 36M MISTRAL65 – 3F",2874,null,"Sigorta Kutusu","TR76"]
["1SL1912A00","Opak kapak 36M / 72M MISTRAL65 – 2F",2874,null,"Sigorta Kutusu","TR76"]
["1SL1914A00","Opak kapak 54M MISTRAL65",3482,null,"Sigorta Kutusu","TR76"]
["1SL1901A00","Şeffaf kapak 4M MISTRAL65",567.5,null,"Sigorta Kutusu","TR76"]
["1SL1903A00","Şeffaf kapak 8M MISTRAL65",711.2,null,"Sigorta Kutusu","TR76"]
["1SL1905A00","Şeffaf kapak 12M MISTRAL65",1002,null,"Sigorta Kutusu","TR76"]
["1SL1907A00","Şeffaf kapak 18M MISTRAL65",1252,null,"Sigorta Kutusu","TR76"]
["1SL1909A00","Şeffaf kapak 24M / 48M MISTRAL65",1428,null,"Sigorta Kutusu","TR76"]
["1SL1911A00","Şeffaf kapak 36M MISTRAL65 – 3F",2874,null,"Sigorta Kutusu","TR76"]
["1SL1913A00","Şeffaf kapak 36M / 72M MISTRAL65 – 2F",2874,null,"Sigorta Kutusu","TR76"]
["1SL1915A00","Şeffaf kapak 54M MISTRAL65",3482,null,"Sigorta Kutusu","TR76"]
["1SL1920A00","Metal düz montaj plakaları 12M MISTRAL65",542.6,null,"Sigorta Kutusu","TR76"]
["1SL1921A00","Metal düz montaj plakaları 2x12M MISTRAL65",1154,null,"Sigorta Kutusu","TR76"]
["1SL1922A00","Metal düz montaj plakaları 18M MISTRAL65",668.1,null,"Sigorta Kutusu","TR76"]
["1SL1923A00","Metal düz montaj plakaları 2x18M MISTRAL65",1373,null,"Sigorta Kutusu","TR76"]
["1SL1945A00","Pano ortası düz ön panel 12M MISTRAL65",136.19999999999999,null,"Sigorta Kutusu","TR76"]
["1SL1946A00","Düz ön panel 12M MISTRAL65",136.19999999999999,null,"Sigorta Kutusu","TR76"]
["1SL1947A00","Pano ortası düz ön panel 18M MISTRAL65",150.19999999999999,null,"Sigorta Kutusu","TR76"]
["1SL1948A00","Düz ön panel 18M MISTRAL65",150.19999999999999,null,"Sigorta Kutusu","TR76"]
["1SL1927A00","Duvara sabitleme parçası (4 ad.) MISTRAL65",276.8,null,"Sigorta Kutusu","TR76"]
["1SL1929A00","Modül kapağı 12M MISTRAL65",181.1,null,"Sigorta Kutusu","TR76"]
["1SL1931A00","Anahtarlı kilit MISTRAL65",455.40000000000003,null,"Sigorta Kutusu","TR76"]
["1SL1935A00","Kablo rakoru Ø 16",29.700000000000003,null,"Sigorta Kutusu","TR76"]
["1SL1936A00","Kablo rakoru Ø 20",33.300000000000004,null,"Sigorta Kutusu","TR76"]
["1SL1937A00","Kablo rakoru Ø 25",44.7,null,"Sigorta Kutusu","TR76"]
["1SL1938A00","Kablo rakoru Ø 32",73.5,null,"Sigorta Kutusu","TR76"]
["1SL1942A00","Kablo adaptörü MISTRAL65",313.10000000000002,null,"Sigorta Kutusu","TR76"]
["1SL1949A00","Bağlantı ünitesi Ø 28,5 MISTRAL65",333.6,null,"Sigorta Kutusu","TR76"]
["1SPE007715F0731","Terminal bloğu N 3x16mm²+3x25mm²",129.79999999999998,null,"Sigorta Kutusu","TR76"]
["1SPE007715F0732","Terminal bloğu N 5x16mm²+6x25mm²",221.1,null,"Sigorta Kutusu","TR76"]
["1SPE007715F0733","Terminal bloğu N 7x16mm²+9x25mm²",315.70000000000005,null,"Sigorta Kutusu","TR76"]
["1SPE007715F0734","Terminal bloğu N 9x16mm²+12x25mm²",374.3,null,"Sigorta Kutusu","TR76"]
["1SPE007715F0735","Terminal bloğu N 11x16mm²+15x25mm²",488.20000000000005,null,"Sigorta Kutusu","TR76"]
["1SPE007715F0741","Terminal bloğu PE 3x16mm²+3x25mm²",129.79999999999998,null,"Sigorta Kutusu","TR76"]
["1SPE007715F0742","Terminal bloğu PE 5x16mm²+6x25mm²",221.1,null,"Sigorta Kutusu","TR76"]
["1SPE007715F0743","Terminal bloğu PE 7x16mm²+9x25mm²",315.70000000000005,null,"Sigorta Kutusu","TR76"]
["1SPE007715F0744","Terminal bloğu PE 9x16mm²+12x25mm²",374.3,null,"Sigorta Kutusu","TR76"]
["1SPE007715F0745","Terminal bloğu PE 11x16mm²+15x25mm²",488.20000000000005,null,"Sigorta Kutusu","TR76"]
["1SPE007715F9701","Terminal bloğu vidasız N 5x1,5-4mm²",161.69999999999999,null,"Sigorta Kutusu","TR76"]
["1SPE007715F9702","Terminal bloğu vidasız N 5x1,5-4mm²+1x25mm²",195.79999999999998,null,"Sigorta Kutusu","TR76"]
["1SPE007715F9703","Terminal bloğu vidasız N 8x1,5-4mm²+2x25mm²",322.40000000000003,null,"Sigorta Kutusu","TR76"]
["1SPE007715F9704","Terminal bloğu vidasız N 11x1,5-4mm²+3x25mm²",455.3,null,"Sigorta Kutusu","TR76"]
["1SPE007715F9705","Terminal bloğu vidasız N 14x1,5-4mm²+4x25mm²",582.9,null,"Sigorta Kutusu","TR76"]
["1SPE007715F9706","Terminal bloğu vidasız N 17x1,5-4mm²+5x25mm²",716.9,null,"Sigorta Kutusu","TR76"]
["1SPE007715F9707","Terminal bloğu vidasız N 20x1,5-4mm²+6x25mm²",844.1,null,"Sigorta Kutusu","TR76"]
["1SPE007715F9712","Terminal bloğu vidasız PE 5x1,5-4mm²+1x25mm²",195.79999999999998,null,"Sigorta Kutusu","TR76"]
["1SPE007715F9713","Terminal bloğu vidasız PE 8x1,5-4mm²+2x25mm²",322.40000000000003,null,"Sigorta Kutusu","TR76"]
["1SPE007715F9714","Terminal bloğu vidasız PE 11x1,5-4mm²+3x25mm²",455.3,null,"Sigorta Kutusu","TR76"]
["1SPE007715F9715","Terminal bloğu vidasız PE 14x1,5-4mm²+4x25mm²",582.9,null,"Sigorta Kutusu","TR76"]
["1SPE007715F9716","Terminal bloğu vidasız PE 17x1,5-4mm²+5x25mm²",716.9,null,"Sigorta Kutusu","TR76"]
["1SPE007715F9717","Terminal bloğu vidasız PE 20x1,5-4mm²+6x25mm²",844.1,null,"Sigorta Kutusu","TR76"]
["1SPE007715F0751","Terminal taşıyıcısı 8M MISTRAL65",111,null,"Sigorta Kutusu","TR76"]
["1SPE007715F0752","Terminal taşıyıcısı 12M MISTRAL65",128.1,null,"Sigorta Kutusu","TR76"]
["1SPE007715F0753","Terminal taşıyıcısı 18M MISTRAL65",162.79999999999998,null,"Sigorta Kutusu","TR76"]
["2CKA001751A2741","Tekli Anahtar Kapağı",null,2.2000000000000002,"Anahtar-Priz","TR78"]
["2CKA001751A2813","Tekli Anahtar Kapağı (Işık Pencereli)",null,5,"Anahtar-Priz","TR78"]
["2CKA001731A1876","Tekli Anahtar Kapağı (Işık Pencereli Etiket Alanlı)",null,7.3,"Anahtar-Priz","TR78"]
["2CKA001751A2744","Komütatör Anahtar Kapağı ",null,2.5,"Anahtar-Priz","TR78"]
["2CKA001751A2991","Komütatör Anahtar Kapağı (DND-MUR Sembollü)",null,8.6999999999999993,"Anahtar-Priz","TR78"]
["2CKA001710A3640","Energy Saver Kapağı",null,38.5,"Anahtar-Priz","TR78"]
["2CKA002011A6245","Topraklı Priz",null,17.3,"Anahtar-Priz","TR78"]
["2CKA002013A5292","Busch-steplight Oryantasyon Adyınlatmalı Topraklı Priz Mekanizması",null,67.3,"Anahtar-Priz","TR78"]
["2CKA002013A5244","Çocuk Korumalı Topraklı Priz",null,7.1,"Anahtar-Priz","TR78"]
["2CKA002018A1465","Kapaklı Topraklı Priz",null,10.5,"Anahtar-Priz","TR78"]
["2CKA002190A0213","İngiliz Tipi Priz",null,13.799999999999999,"Anahtar-Priz","TR78"]
["2CKA002011A6159","Çocuk Korumalı USB'li Priz",null,60.1,"Anahtar-Priz","TR78"]
["2CKA001710A3143","Boş Kapak",null,8.5,"Anahtar-Priz","TR78"]
["2CKA001710A3145","Kablo Çıkış Kapağı",null,11.6,"Anahtar-Priz","TR78"]
["2CKA001710A3147","Tekli Data Mekanizması Kapak",null,7.8,"Anahtar-Priz","TR78"]
["2CKA001710A3146","İkili Data Mekanizması Kapak",null,7.8,"Anahtar-Priz","TR78"]
["2CKA001710A3144","USB-HDMI-VGA Mekanizma Kapağı",null,5.6,"Anahtar-Priz","TR78"]
["2CKA001724A2758","Tv - Radyo - Sat Kapağı",null,5.6,"Anahtar-Priz","TR78"]
["2CKA001710A3543","Elektronik oda termostatı Mekanizması Kapağı",null,7.8999999999999995,"Anahtar-Priz","TR78"]
["2CKA006599A2951","RL Dimmer ( 200 -1000W) Kapağı",null,14.5,"Anahtar-Priz","TR78"]
["2CKA006430A0356","Jaluzi konfor mekanizması Kapağı",null,10.299999999999999,"Anahtar-Priz","TR78"]
["2CKA001754A4600","Tekli Çerçeve",null,8,"Anahtar-Priz","TR78"]
["2CKA001754A4601","İkili Çerçeve",null,14.799999999999999,"Anahtar-Priz","TR78"]
["2CKA001754A4602","Üçlü Çerçeve",null,29.200000000000003,"Anahtar-Priz","TR78"]
["2CKA001754A4603","Dörtlü Çerçeve",null,39.5,"Anahtar-Priz","TR78"]
["2CKA001754A4604","Beşli Çerçeve",null,52.300000000000004,"Anahtar-Priz","TR78"]
["2CKA001751A3077","Tekli Anahtar Kapağı",null,9.6,"Anahtar-Priz","TR78"]
["2CKA001751A3002","Tekli Anahtar Kapağı (DND Sembollü)",null,10.9,"Anahtar-Priz","TR78"]
["2CKA001751A2957","Tekli Anahtar Kapağı (Işık Pencereli)",null,10.799999999999999,"Anahtar-Priz","TR78"]
["2CKA001751A2958","Tekli Anahtar Kapağı (Işık Pencereli Işık Sembollü)",null,10.799999999999999,"Anahtar-Priz","TR78"]
["2CKA001751A2959","Tekli Anahtar Kapağı (Işık Pencereli Zil Sembollü)",null,10.799999999999999,"Anahtar-Priz","TR78"]
["2CKA001751A2960","Tekli Anahtar Kapağı (Işık Pencereli Anahtar Sembollü)",null,10.799999999999999,"Anahtar-Priz","TR78"]
["2CKA001731A1953","Tekli Anahtar Kapağı (Işık Pencereli Etiket Alanlı)",null,12.6,"Anahtar-Priz","TR78"]
["2CKA001751A2961","Tekli Anahtar Kapağı (Işık Pencereli 0-1 Sembollü)",null,11.7,"Anahtar-Priz","TR78"]
["2CKA001751A3087","Komütatör Anahtar Kapağı ",null,11.9,"Anahtar-Priz","TR78"]
["2CKA001751A2996","Komütatör Anahtar Kapağı (DND Sembollü)",null,14,"Anahtar-Priz","TR78"]
["2CKA001710A3757","Energy Saver Kapağı",null,47.2,"Anahtar-Priz","TR78"]
["2CKA002011A6212","Topraklı Priz",null,13.299999999999999,"Anahtar-Priz","TR78"]
["2CKA002013A5374","Çocuk Korumalı Topraklı Priz",null,14.799999999999999,"Anahtar-Priz","TR78"]
["2CKA002018A1490","Kapaklı Topraklı Priz",null,18.100000000000001,"Anahtar-Priz","TR78"]
["2CKA002011A3851","Topraklı Priz (Etiket Alanlı)",null,16,"Anahtar-Priz","TR78"]
["2CKA002011A6184","Çocuk Korumalı USB'li Priz",null,67.599999999999994,"Anahtar-Priz","TR78"]
["2CKA002130A0293","Traş Prizi",null,67.599999999999994,"Anahtar-Priz","TR78"]
["2CKA001710A3751","Boş Kapak",null,14.7,"Anahtar-Priz","TR78"]
["2CKA001710A3752","Kablo Çıkış Kapağı",null,17.5,"Anahtar-Priz","TR78"]
["2CKA001710A3763","Tekli Data Mekanizması Kapak",null,13.7,"Anahtar-Priz","TR78"]
["2CKA001710A3764","İkili Data Mekanizması Kapak",null,14.799999999999999,"Anahtar-Priz","TR78"]
["2CKA001710A3765","USB-HDMI-VGA Mekanizma Kapağı",null,11.299999999999999,"Anahtar-Priz","TR78"]
["2CKA001724A4271","Tv - Radyo - Sat Kapağı",null,11.299999999999999,"Anahtar-Priz","TR78"]
["2CKA001710A3755","Elektronik oda termostatı Mekanizması Kapağı",null,22.700000000000003,"Anahtar-Priz","TR78"]
["2CKA001723A0255","RCA jak için İletişim adaptörü Kapağı",null,21.700000000000003,"Anahtar-Priz","TR78"]
["2CKA006599A2926","RL Dimmer ( 200 -1000W) Kapağı",null,34.6,"Anahtar-Priz","TR78"]
["2CKA006430A0362","Jaluzi konfor mekanizması Kapağı",null,26.900000000000002,"Anahtar-Priz","TR78"]
["2CKA001754A4500","Tekli Çerçeve",null,11.4,"Anahtar-Priz","TR78"]
["2CKA001754A4501","İkili Çerçeve",null,17.400000000000002,"Anahtar-Priz","TR78"]
["2CKA001754A4319","Üçlü Çerçeve",null,30.5,"Anahtar-Priz","TR78"]
["2CKA001754A4320","Dörtlü Çerçeve",null,47.2,"Anahtar-Priz","TR78"]
["2CKA001754A4321","Beşli Çerçeve",null,74.899999999999991,"Anahtar-Priz","TR78"]
["2CKA001751A3074","Tekli Anahtar Kapağı",null,4,"Anahtar-Priz","TR78"]
["2CKA001751A2998","Tekli Anahtar Kapağı (DND Sembollü)",null,5.8999999999999995,"Anahtar-Priz","TR78"]
["2CKA001751A3091","Tekli Anahtar Kapağı (Işık Pencereli)",null,5,"Anahtar-Priz","TR78"]
["2CKA001751A3084","Tekli Anahtar Kapağı (Işık Pencereli Işık Sembollü)",null,5,"Anahtar-Priz","TR78"]
["2CKA001751A2754","Tekli Anahtar Kapağı (Işık Pencereli Zil Sembollü)",null,5,"Anahtar-Priz","TR78"]
["2CKA001751A2755","Tekli Anahtar Kapağı (Işık Pencereli Anahtar Sembollü)",null,5,"Anahtar-Priz","TR78"]
["2CKA001731A1877","Tekli Anahtar Kapağı (Işık Pencereli Etiket Alanlı)",null,7.3,"Anahtar-Priz","TR78"]
["2CKA001751A2750","Tekli Anahtar Kapağı (Işık Pencereli 0-1 Sembollü)",null,5.8999999999999995,"Anahtar-Priz","TR78"]
["2CKA001751A3076","Komütatör Anahtar Kapağı ",null,6.3,"Anahtar-Priz","TR78"]
["2CKA001751A2992","Komütatör Anahtar Kapağı (DND Sembollü)",null,8.6999999999999993,"Anahtar-Priz","TR78"]
["2CKA001710A3641","Energy Saver Kapağı",null,38.5,"Anahtar-Priz","TR78"]
["2CKA002011A6207","Topraklı Priz",null,5.8,"Anahtar-Priz","TR78"]
["2CKA002013A5372","Çocuk Korumalı Topraklı Priz",null,7.1,"Anahtar-Priz","TR78"]
["2CKA002018A1509","Kapaklı Topraklı Priz",null,10.5,"Anahtar-Priz","TR78"]
["2CKA002011A6209","Topraklı Priz (Etiket Alanlı)",null,8.2999999999999989,"Anahtar-Priz","TR78"]
["2CKA002011A6179","Çocuk Korumalı USB'li Priz",null,60.1,"Anahtar-Priz","TR78"]
["2CKA002099A0214","UPS Priz ",null,4.1999999999999993,"Anahtar-Priz","TR78"]
["2CKA002130A0292","Traş Prizi",null,58.300000000000004,"Anahtar-Priz","TR78"]
["2CKA001741A0067","Traş Prizi Montaj Kasası Sıva Altı",null,3.5,"Anahtar-Priz","TR78"]
["2CKA001741A0068","Traş Prizi Montaj Kasası Sıva Altı (Alçıpan)",null,1.9000000000000001,"Anahtar-Priz","TR78"]
["2CKA002013A5294","Busch-steplight Oryantasyon Adyınlatmalı Topraklı Priz Mekanizması",null,72.8,"Anahtar-Priz","TR78"]
["2CKA001710A3991","Boş Kapak",null,8.5,"Anahtar-Priz","TR78"]
["2CKA001710A3994","Kablo Çıkış Kapağı",null,11.6,"Anahtar-Priz","TR78"]
["2CKA001710A1550","Tekli Data Mekanizması Kapak",null,7.8,"Anahtar-Priz","TR78"]
["2CKA001710A1551","İkili Data Mekanizması Kapak",null,7.8,"Anahtar-Priz","TR78"]
["2CKA001710A3992","USB-HDMI-VGA Mekanizma Kapağı",null,5.6,"Anahtar-Priz","TR78"]
["2CKA001724A4332","Tv - Radyo - Sat Kapağı",null,5.6,"Anahtar-Priz","TR78"]
["2CKA001710A3544","Elektronik oda termostatı Mekanizması Kapağı",null,7.8999999999999995,"Anahtar-Priz","TR78"]
["2CKA001723A0240","RCA jak için İletişim adaptörü Kapağı",null,14.5,"Anahtar-Priz","TR78"]
["2CKA006599A3009","RL Dimmer ( 200 -1000W) Kapağı",null,14.5,"Anahtar-Priz","TR78"]
["2CKA006430A0358","Jaluzi konfor mekanizması Kapağı",null,10.299999999999999,"Anahtar-Priz","TR78"]
["2CKA001754A4498","Tekli Çerçeve",null,3.4,"Anahtar-Priz","TR78"]
["2CKA001754A4499","İkili Çerçeve",null,3.6,"Anahtar-Priz","TR78"]
["2CKA001754A4502","Üçlü Çerçeve",null,7,"Anahtar-Priz","TR78"]
["2CKA001754A4238","Dörtlü Çerçeve",null,12,"Anahtar-Priz","TR78"]
["2CKA001754A4517","Beşli Çerçeve",null,19.200000000000003,"Anahtar-Priz","TR78"]
["2CKA002017A0786","Çocuk Korumalı UPS Priz ",null,7.5,"Anahtar-Priz","TR78"]
["2CKA001012A2059","Anahtar",null,5.8,"Anahtar-Priz","TR78"]
["2CKA001012A2198","Vavien Anahtar",null,6.3,"Anahtar-Priz","TR78"]
["2CKA001012A2199","Ara Vavien (Permütatör)",null,12.799999999999999,"Anahtar-Priz","TR78"]
["2CKA001012A2196","İki Kutuplu Anahtar ",null,12.799999999999999,"Anahtar-Priz","TR78"]
["2CKA001012A1150","Komütatör",null,3.8000000000000003,"Anahtar-Priz","TR78"]
["2CKA001011A0928","Komütatör Vavien ",null,16.600000000000001,"Anahtar-Priz","TR78"]
["2CKA001012A1135","Işıklı Komütatör",null,14.5,"Anahtar-Priz","TR78"]
["2CKA001012A2194","Işıklı Vavien",null,10.4,"Anahtar-Priz","TR78"]
["2CKA001413A0574","Light Anahtar",null,3.5,"Anahtar-Priz","TR78"]
["2CKA001413A1106","Işıklı Anahtar",null,11.1,"Anahtar-Priz","TR78"]
["2CKA001413A1103","Jaluzi Kumanda Anahtarı (push button)",null,16.900000000000002,"Anahtar-Priz","TR78"]
["2CKA001413A0509","Komütatör Light",null,16.8,"Anahtar-Priz","TR78"]
["2CKA000230A1549","Nümeris Telefon Prizi ",null,15.2,"Anahtar-Priz","TR78"]
["2CKA000230A0243","İkili Nümeris Telefon Prizi ",null,18.100000000000001,"Anahtar-Priz","TR78"]
["2CKA000230A0463","Tv - Radyo - Sat - Sonlu ",null,39.300000000000004,"Anahtar-Priz","TR78"]
["2CKA000230A0250","Tv - Sat Prizi - Sonlu ",null,33.1,"Anahtar-Priz","TR78"]
["2CKA000230A0268","Tv - Sat Prizi - Geçişli ",null,33.1,"Anahtar-Priz","TR78"]
["2CKA000230A0410","Data Prizi (Rj45 Cat 6) ",null,19.8,"Anahtar-Priz","TR78"]
["2CKA000230A0412","İkili Data Prizi(2 X Rj45 Cat 6) ",null,27.3,"Anahtar-Priz","TR78"]
["2CKA000230A0440","F tipi konektör",null,4.3,"Anahtar-Priz","TR78"]
["2CKA000230A0436","F tipi konektör için iletişim Adaptörü (Beyaz)",null,8.1999999999999993,"Anahtar-Priz","TR78"]
["2CKA000230A0451","RCA jak (Beyaz)",null,5.8999999999999995,"Anahtar-Priz","TR78"]
["2CKA000230A0452","RCA jak (Siyah)",null,5.8999999999999995,"Anahtar-Priz","TR78"]
["2CKA000230A0453","RCA jak (Kırmızı)",null,5.8999999999999995,"Anahtar-Priz","TR78"]
["2CKA000230A0444","RCA jak için İletişim adaptörü",null,8.1999999999999993,"Anahtar-Priz","TR78"]
["2CKA000230A0430","HDMI Bağlantı Mekanizması (Beyaz)",null,111.19999999999999,"Anahtar-Priz","TR78"]
["2CKA000230A0424","VGA Bağlantısı Mekanizması (Beyaz)",null,64.5,"Anahtar-Priz","TR78"]
["2CKA000230A0418","USB Bağlantı Mekanizması (Beyaz)",null,62.300000000000004,"Anahtar-Priz","TR78"]
["2CKA000230A0402","Stereo hoparlör bağlantı Mekanizması (Beyaz)",null,18.100000000000001,"Anahtar-Priz","TR78"]
["2CKA006512A0335","LED Dimmer (2-100W)",null,70,"Anahtar-Priz","TR78"]
["2CKA006512A0302","RL Dimmer ( 20 -500W)",null,53.1,"Anahtar-Priz","TR78"]
["2CKA006520A0227","RL Dimmer ( 200 -1000W)",null,208.7,"Anahtar-Priz","TR78"]
["2CKA001032A0512","Elektronik oda termostatı mekanizması",null,81.599999999999994,"Anahtar-Priz","TR78"]
["2CKA006410A0390","Jaluzi konfor mekanizması",null,116.1,"Anahtar-Priz","TR78"]
["2CKA001012A1713","Mekanik Energy Saver",null,9.9,"Anahtar-Priz","TR78"]
["2CKA001784A0545","Gösterge Lambası (8350)",null,4.3,"Anahtar-Priz","TR78"]
["2CKA001784A0560","Gösterge Lambası  (8352)",null,4.3999999999999995,"Anahtar-Priz","TR78"]
["2CKA001784A0578","Gösterge Lambası (8353)",null,5.3999999999999995,"Anahtar-Priz","TR78"]
["2CKA001784A0032","Akkor Lamba (8337-1)",null,5.3,"Anahtar-Priz","TR78"]
["2CKA001784A0289","Akkor Lamba (8345-1)",null,5.3999999999999995,"Anahtar-Priz","TR78"]
["2CKA001784A0164","Akkor Lamba (8344-1)",null,5.3999999999999995,"Anahtar-Priz","TR78"]
["2CKA001784A0552","Gösterge Lambası Kırmızı (8360)",null,2.9,"Anahtar-Priz","TR78"]
["2CKA001784A0586","Gösterge Lambası Sarı (8362a)",null,3.1,"Anahtar-Priz","TR78"]
["2CKA001784A0594","Gösterge Lambası Beyaz (8363b)",null,3.6,"Anahtar-Priz","TR78"]
["2CKA006599A2290","Düzenleyici",null,17.600000000000001,"Anahtar-Priz","TR78"]
["2CKA006800A2507","Busch-Watchdog Varlık Dedektörü (12 metre*) Duvar Tipi",null,83.6,"Anahtar-Priz","TR78"]
["2CKA006800A2517","Busch-Watchdog Varlık Dedektörü (6 metre*) Tavan Tipi",null,135.5,"Anahtar-Priz","TR78"]
["2CKA006800A2178","Busch-Watchdog Varlık Dedektörü (Mat beyaz, 8 metre*)",null,161.79999999999998,"Anahtar-Priz","TR78"]
["2CKA006899A0282","Varlık Dedektörü Sıva Üstü Montaj Kasası",null,14.6,"Anahtar-Priz","TR78"]
["2CKA006800A2338","Busch-Watchdog 180 Sıva Üstü Konfor Sensör (Impuls Serisi, Fildişi Beyaz, Seçiçi Lens)",null,128.79999999999998,"Anahtar-Priz","TR78"]
["2CKA006800A2099","Busch-Watchdog 180 Sıva Üstü Konfor Sensör (Future Linear Serisi, Fildişi Beyaz, Seçiçi Lens)",null,112.6,"Anahtar-Priz","TR78"]
["2CKA006800A2339","Busch-Watchdog 180 Sıva Üstü Konfor Sensör (Impuls Serisi, Fildişi Beyaz, Çoklu Lens)",null,128.79999999999998,"Anahtar-Priz","TR78"]
["2CKA006800A2100","Busch-Watchdog 180 Sıva Üstü Konfor Sensör (Future Linear Serisi, Fildişi Beyaz, Çoklu Lens)",null,112.6,"Anahtar-Priz","TR78"]
["2CKA006800A1898","Busch-Watchdog 180 Sıva Üstü Konfor Sensör (Tüm Seriler, Beyaz, Çoklu Lens, Dış Ortam İçin)",null,128.79999999999998,"Anahtar-Priz","TR78"]
["2CKA006401A0049","Busch--Evrensel Röle Anahtar Mekanizması",null,87.699999999999989,"Anahtar-Priz","TR78"]
["2CKA006401A0051","Busch--Evrensel Komütatör Mekanizması",null,134.1,"Anahtar-Priz","TR78"]
["2CKA006550A0042","Busch 1-10 V Kontrollü Mekanizma",null,156.5,"Anahtar-Priz","TR78"]
["2CKA006512A0323","Busch Led Dimmer Mekanizması",null,134.1,"Anahtar-Priz","TR78"]
["2CKA006590A0171","Busch Touch dimmer Mekanizması (60-420 W)",null,134.1,"Anahtar-Priz","TR78"]
["2CKA006800A2621","Busch Konfor Anahtarı (Nötr Bağalantılı)",null,52,"Anahtar-Priz","TR78"]
["2CKA006800A2270","Busch Konfor Anahtarı (Nötr Bağalantısız)",null,52,"Anahtar-Priz","TR78"]
["2CKA006800A2285","Busch Konfor Anahtar Kapağı (Neon Lambalı, Future Linear Serisi İçin, Fildişi Beyazı)",null,43.9,"Anahtar-Priz","TR78"]
["2CKA006800A2345","Busch Konfor Anahtar Kapağı (Neon Lambalı, Paslanmaz Çelik Serisi İçin)",null,55.300000000000004,"Anahtar-Priz","TR78"]
["2CKA001510A0015","Busch-IceLight Duvar Tipi Aydınlatma Komple Set",null,111.89999999999999,"Anahtar-Priz","TR78"]
["2CKA001510A0018","Busch-IceLight Tavan Tipi Aydınlatma Komple Set",null,155,"Anahtar-Priz","TR78"]
["2CKA008400A0005","Busch-MasterLight Duvar Tipi Aydınlatma Komple Set (Alp Beyazı)",null,271.3,"Anahtar-Priz","TR78"]
["2CKA001510A0001","Led Güç Modülü (Sıva Altı )",null,52,"Anahtar-Priz","TR78"]
["2CKA001510A0005","Busch-IceLight Duvar Tipi Tek Yönlü Aydınlatma Lensi",null,60.1,"Anahtar-Priz","TR78"]
["2CKA001510A0008","Busch-IceLight Duvar Tipi Beş Yönlü Aydınlatma Lensi",null,60.1,"Anahtar-Priz","TR78"]
["2CKA001510A0014","Busch-IceLight Tavan Tipi Aydınlatma Lensi",null,186.7,"Anahtar-Priz","TR78"]

{"sheet":"Kasım BL.","index":2,"n_rows":32331,"n_cols":6,"rows_kept":4500,"cut":true,"hidden":false,"merged":[],"bounds":{"rows_first":2000,"rows_last":500,"rows_between":2000,"halvings":0}}
["Code","Description ","27 Kasım 2023 Liste(TL)","27 Kasım 2023 Euro","İskonto Sınıfı","Plant"]
["1SAE232111R0131","EN25-31N-01 Installation Contactor",3315,96.09,"Kontrol","TR71"]
["1SAE232111R0631","EN25-31N-06 Installation Contactor",2950,85.51,"Kontrol","TR71"]
["1SAE341111R0120","ESB40-20N-01 Installation Contactor",3491,101.19,"Kontrol","TR71"]
["1SAE341111R0122","ESB40-22N-01 Installation Contactor",3491,101.19,"Kontrol","TR71"]
["1SAE341111R0130","ESB40-30N-01 Installation Contactor",3491,101.19,"Kontrol","TR71"]
["1SAE341111R0131","ESB40-31N-01 Installation Contactor",3491,101.19,"Kontrol","TR71"]
["1SAE341111R0140","ESB40-40N-01 Installation Contactor",3491,101.19,"Kontrol","TR71"]
["1SAE341111R0240","ESB40-40N-02 Installation Contactor",3491,101.19,"Kontrol","TR71"]
["1SAE341111R0340","ESB40-40N-03 Installation Contactor",3491,101.19,"Kontrol","TR71"]
["1SAE341111R0440","ESB40-40N-04 Installation Contactor",3491,101.19,"Kontrol","TR71"]
["1SAE341111R0540","ESB40-40N-05 Installation Contactor",3491,101.19,"Kontrol","TR71"]
["1SAE341111R0620","ESB40-20N-06 Installation Contactor",3491,101.19,"Kontrol","TR71"]
["1SAE341111R0630","ESB40-30N-06 Installation Contactor",3491,101.19,"Kontrol","TR71"]
["1SAE341111R0730","ESB40-30N-07 Installation Contactor",3491,101.19,"Kontrol","TR71"]
["1SAE341111R0740","ESB40-40N-07 Installation Contactor",3491,101.19,"Kontrol","TR71"]
["1SAE341111R0840","ESB40-40N-08 Installation Contactor",3491,101.19,"Kontrol","TR71"]
["1SAE341111R1440","ESB40-40N-14 Installation Contactor",3491,101.19,"Kontrol","TR71"]
["1SAH100000R9900","MCRC040ATB Mini Contactor Relay",1799,52.14,"Kontrol","TR71"]
["1SAH100003R9900","MCRA040ATJ Mini Contactor Relay",1259,36.49,"Kontrol","TR71"]
["1SAH100004R9900","MCRA040ATN Mini Contactor Relay",1259,36.49,"Kontrol","TR71"]
["1SAH100005R9900","MCRA040ATU Mini Contactor Relay",1259,36.49,"Kontrol","TR71"]
["1SAH100006R9900","MCRC040ATD Mini Contactor Relay",1799,52.14,"Kontrol","TR71"]
["1SAH100010R9900","MCRC031ATB Mini Contactor Relay",1799,52.14,"Kontrol","TR71"]
["1SAH100013R9900","MCRA031ATJ Mini Contactor Relay",1259,36.49,"Kontrol","TR71"]
["1SAH100014R9900","MCRA031ATN Mini Contactor Relay",1259,36.49,"Kontrol","TR71"]
["1SAH100015R9900","MCRA031ATU Mini Contactor Relay",1259,36.49,"Kontrol","TR71"]
["1SAH100016R9900","MCRC031ATD Mini Contactor Relay",1799,52.14,"Kontrol","TR71"]
["1SAH100020R9900","MCRC022ATB Mini Contactor Relay",1799,52.14,"Kontrol","TR71"]
["1SAH100023R9900","MCRA022ATJ Mini Contactor Relay",1259,36.49,"Kontrol","TR71"]
["1SAH100024R9900","MCRA022ATN Mini Contactor Relay",1259,36.49,"Kontrol","TR71"]
["1SAH100025R9900","MCRA022ATU Mini Contactor Relay",1259,36.49,"Kontrol","TR71"]
["1SAH100026R9900","MCRC022ATD Mini Contactor Relay",1799,52.14,"Kontrol","TR71"]
["1SAH100033R9900","MCRA013ATJ Mini Contactor Relay",1317,38.17,"Kontrol","TR71"]
["1SAH100034R9900","MCRA013ATN Mini Contactor Relay",1317,38.17,"Kontrol","TR71"]
["1SAH100035R9900","MCRA013ATU Mini Contactor Relay",1317,38.17,"Kontrol","TR71"]
["1SAH100043R9900","MCRA004ATJ Mini Contactor Relay",1317,38.17,"Kontrol","TR71"]
["1SAH100044R9900","MCRA004ATN Mini Contactor Relay",1317,38.17,"Kontrol","TR71"]
["1SAH100045R9900","MCRA004ATU Mini Contactor Relay",1317,38.17,"Kontrol","TR71"]
["1SAH100070R9900","MCRC031ATWG Mini Contactor Relay",1890,54.78,"Kontrol","TR71"]
["1SAH100082R9900","MCRC022ATWG Mini Contactor Relay",1890,54.78,"Kontrol","TR71"]
["1SAH100485R9900","MCRA022ARJ Mini Contactor Relay",1454,42.14,"Kontrol","TR71"]
["1SAH100540R9900","MCRK022ARD Mini Contactor Relay",2541,73.650000000000006,"Kontrol","TR71"]
["1SAH101969R9900","MCRA013ATW Mini Contactor Relay",1317,38.17,"Kontrol","TR71"]
["1SAH101985R9900","MCRA013ATY Mini Contactor Relay",1317,38.17,"Kontrol","TR71"]
["1SAH101994R9900","MCRC040ARB Mini Contactor Relay",2113,61.25,"Kontrol","TR71"]
["1SAH101995R9900","MCRK040ARD Mini Contactor Relay",2541,73.650000000000006,"Kontrol","TR71"]
["1SAH101996R9900","MCRC031ARB Mini Contactor Relay",2113,61.25,"Kontrol","TR71"]
["1SAH101997R9900","MCRK031ARD Mini Contactor Relay",2541,73.650000000000006,"Kontrol","TR71"]
["1SAH101998R9900","MCRC022ARB Mini Contactor Relay",2113,61.25,"Kontrol","TR71"]
["1SAH102007R9900","MCRA040ATM Mini Contactor Relay",1259,36.49,"Kontrol","TR71"]
["1SAH102011R9900","MCRA040ATW Mini Contactor Relay",1259,36.49,"Kontrol","TR71"]
["1SAH102012R9900","MCRA040ATY Mini Contactor Relay",1259,36.49,"Kontrol","TR71"]
["1SAH102013R9900","MCRA040AT1 Mini Contactor Relay",1259,36.49,"Kontrol","TR71"]
["1SAH102016R9900","MCRA040AT4 Mini Contactor Relay",1259,36.49,"Kontrol","TR71"]
["1SAH102018R9900","MCRA040AT6 Mini Contactor Relay",1259,36.49,"Kontrol","TR71"]
["1SAH102028R9900","MCRA031ATM Mini Contactor Relay",1259,36.49,"Kontrol","TR71"]
["1SAH102032R9900","MCRA031ATW Mini Contactor Relay",1259,36.49,"Kontrol","TR71"]
["1SAH102033R9900","MCRA031ATY Mini Contactor Relay",1259,36.49,"Kontrol","TR71"]
["1SAH102034R9900","MCRA031AT1 Mini Contactor Relay",1259,36.49,"Kontrol","TR71"]
["1SAH102037R9900","MCRA031AT4 Mini Contactor Relay",1259,36.49,"Kontrol","TR71"]
["1SAH102039R9900","MCRA031AT6 Mini Contactor Relay",1259,36.49,"Kontrol","TR71"]
["1SAH102049R9900","MCRA022ATM Mini Contactor Relay",1259,36.49,"Kontrol","TR71"]
["1SAH102053R9900","MCRA022ATW Mini Contactor Relay",1259,36.49,"Kontrol","TR71"]
["1SAH102054R9900","MCRA022ATY Mini Contactor Relay",1259,36.49,"Kontrol","TR71"]
["1SAH102058R9900","MCRA022AT4 Mini Contactor Relay",1259,36.49,"Kontrol","TR71"]
["1SAH102060R9900","MCRA022AT6 Mini Contactor Relay",1259,36.49,"Kontrol","TR71"]
["1SAH102061R9900","MCRA022AT7 Mini Contactor Relay",1259,36.49,"Kontrol","TR71"]
["1SAH102076R9900","MCRA013AT1 Mini Contactor Relay",1317,38.17,"Kontrol","TR71"]
["1SAH102079R9900","MCRA013AT4 Mini Contactor Relay",1317,38.17,"Kontrol","TR71"]
["1SAH102081R9900","MCRA013AT6 Mini Contactor Relay",1317,38.17,"Kontrol","TR71"]
["1SAH102091R9900","MCRA004ATM Mini Contactor Relay",1317,38.17,"Kontrol","TR71"]
["1SAH102095R9900","MCRA004ATW Mini Contactor Relay",1317,38.17,"Kontrol","TR71"]
["1SAH102096R9900","MCRA004ATY Mini Contactor Relay",1317,38.17,"Kontrol","TR71"]
["1SAH102097R9900","MCRA004AT1 Mini Contactor Relay",1317,38.17,"Kontrol","TR71"]
["1SAH102100R9900","MCRA004AT4 Mini Contactor Relay",1317,38.17,"Kontrol","TR71"]
["1SAH102102R9900","MCRA004AT6 Mini Contactor Relay",1317,38.17,"Kontrol","TR71"]
["1SAH102113R9910","MCRC040ATWED-RAIL Mini Contactor Relay",2266,65.680000000000007,"Kontrol","TR71"]
["1SAH102114R9910","MCRC040ATWID-RAIL Mini Contactor Relay",2266,65.680000000000007,"Kontrol","TR71"]
["1SAH102115R9910","MCRC031ATWED-RAIL Mini Contactor Relay",2266,65.680000000000007,"Kontrol","TR71"]
["1SAH102116R9910","MCRC031ATWID-RAIL Mini Contactor Relay",2266,65.680000000000007,"Kontrol","TR71"]
["1SAH102117R9910","MCRC022ATWED-RAIL Mini Contactor Relay",2266,65.680000000000007,"Kontrol","TR71"]
["1SAH102118R9910","MCRC022ATWID-RAIL Mini Contactor Relay",2266,65.680000000000007,"Kontrol","TR71"]
["1SAH102135R9910","MCRC040ARWDD-RAIL Mini Contactor Relay",2469,71.569999999999993,"Kontrol","TR71"]
["1SAH102136R9910","MCRC040ARWED-RAIL Mini Contactor Relay",2469,71.569999999999993,"Kontrol","TR71"]
["1SAH102137R9910","MCRC040ARWID-RAIL Mini Contactor Relay",2469,71.569999999999993,"Kontrol","TR71"]
["1SAH102138R9910","MCRC040ARWJD-RAIL Mini Contactor Relay",2469,71.569999999999993,"Kontrol","TR71"]
["1SAH102139R9910","MCRC031ARWDD-RAIL Mini Contactor Relay",2469,71.569999999999993,"Kontrol","TR71"]
["1SAH102140R9910","MCRC031ARWED-RAIL Mini Contactor Relay",2469,71.569999999999993,"Kontrol","TR71"]
["1SAH102141R9910","MCRC031ARWID-RAIL Mini Contactor Relay",2469,71.569999999999993,"Kontrol","TR71"]
["1SAH102142R9910","MCRC031ARWJD-RAIL Mini Contactor Relay",2469,71.569999999999993,"Kontrol","TR71"]
["1SAH102143R9910","MCRC022ARWDD-RAIL Mini Contactor Relay",2469,71.569999999999993,"Kontrol","TR71"]
["1SAH102144R9910","MCRC022ARWED-RAIL Mini Contactor Relay",2469,71.569999999999993,"Kontrol","TR71"]
["1SAH102145R9910","MCRC022ARWID-RAIL Mini Contactor Relay",2469,71.569999999999993,"Kontrol","TR71"]
["1SAH102146R9910","MCRC022ARWJD-RAIL Mini Contactor Relay",2469,71.569999999999993,"Kontrol","TR71"]
["1SAH102177R9900","MCRA040AR1 Mini Contactor Relay",1454,42.14,"Kontrol","TR71"]
["1SAH102178R9900","MCRA040AR6 Mini Contactor Relay",1454,42.14,"Kontrol","TR71"]
["1SAH102179R9900","MCRA040ARJ Mini Contactor Relay",1454,42.14,"Kontrol","TR71"]
["1SAH102180R9900","MCRA031AR1 Mini Contactor Relay",1454,42.14,"Kontrol","TR71"]
["1SAH102181R9900","MCRA031AR6 Mini Contactor Relay",1454,42.14,"Kontrol","TR71"]
["1SAH102182R9900","MCRA031ARJ Mini Contactor Relay",1454,42.14,"Kontrol","TR71"]
["1SAH102183R9900","MCRA022AR1 Mini Contactor Relay",1454,42.14,"Kontrol","TR71"]
["1SAH102184R9900","MCRA022AR6 Mini Contactor Relay",1454,42.14,"Kontrol","TR71"]
["1SAH102498R9910","MCRC040ATWDD-RAIL Mini Contactor Relay",2266,65.680000000000007,"Kontrol","TR71"]
["1SAH102499R9910","MCRC022ATWDD-RAIL Mini Contactor Relay",2266,65.680000000000007,"Kontrol","TR71"]
["1SAH102500R9910","MCRC022ATWJD-RAIL Mini Contactor Relay",2266,65.680000000000007,"Kontrol","TR71"]
["1SAH102568R9910","MCRC031ATWDD-RAIL Mini Contactor Relay",2266,65.680000000000007,"Kontrol","TR71"]
["1SAH102569R9910","MCRC031ATWJD-RAIL Mini Contactor Relay",2266,65.680000000000007,"Kontrol","TR71"]
["1SAH102570R9910","MCRC040ATWJD-RAIL Mini Contactor Relay",2266,65.680000000000007,"Kontrol","TR71"]
["1SAH103103R9900","MCRA004AT7 Mini Contactor Relay",1317,38.17,"Kontrol","TR71"]
["1SAH103104R9900","MCRA013AT7 Mini Contactor Relay",1317,38.17,"Kontrol","TR71"]
["1SAH103105R9900","MCRA031AT7 Mini Contactor Relay",1259,36.49,"Kontrol","TR71"]
["1SAH103106R9900","MCRA040AT7 Mini Contactor Relay",1259,36.49,"Kontrol","TR71"]
["1SAH107171R9900","MCRC022ATWJ Mini Contactor Relay",1890,54.78,"Kontrol","TR71"]
["1SAH108236R9900","MCRA022AT9 Mini Contactor Relay",1259,36.49,"Kontrol","TR71"]
["1SAH108237R9900","MCRA040AT9 Mini Contactor Relay",1259,36.49,"Kontrol","TR71"]
["1SAH108238R9900","MCRA031AT9 Mini Contactor Relay",1259,36.49,"Kontrol","TR71"]
["1SAH108859R9900","MCRA004AT9 Mini Contactor Relay",1317,38.17,"Kontrol","TR71"]
["1SAH113311R9900","MCRC040ATDD Mini Contactor Relay",1934,56.06,"Kontrol","TR71"]
["1SAH113325R9900","MCRC031ATDD Mini Contactor Relay",1934,56.06,"Kontrol","TR71"]
["1SAH220402R9900","MCRC022ATWN Mini Contactor Relay",1890,54.78,"Kontrol","TR71"]
["1SAH220403R9900","MCRC031ATWN Mini Contactor Relay",1890,54.78,"Kontrol","TR71"]
["1SAH220404R9900","MCRC040ATWN Mini Contactor Relay",1890,54.78,"Kontrol","TR71"]
["1SAH220406R9900","MCRC031ATWJ Mini Contactor Relay",1890,54.78,"Kontrol","TR71"]
["1SAH220407R9900","MCRC040ATWJ Mini Contactor Relay",1890,54.78,"Kontrol","TR71"]
["1SAH220408R9900","MCRC022ATWD Mini Contactor Relay",1890,54.78,"Kontrol","TR71"]
["1SAH220409R9900","MCRC031ATWD Mini Contactor Relay",1890,54.78,"Kontrol","TR71"]
["1SAH220410R9900","MCRC040ATWD Mini Contactor Relay",1890,54.78,"Kontrol","TR71"]
["1SAH220417R9900","MCRA013ATM Mini Contactor Relay",1317,38.17,"Kontrol","TR71"]
["1SAH220432R9900","MCRA013AT9 Mini Contactor Relay",1317,38.17,"Kontrol","TR71"]
["1SAH220438R9900","MCRA022AT1 Mini Contactor Relay",1259,36.49,"Kontrol","TR71"]
["1SAH220456R9900","MCRC022ATWL Mini Contactor Relay",1890,54.78,"Kontrol","TR71"]
["1SAH220457R9900","MCRC031ATWL Mini Contactor Relay",1890,54.78,"Kontrol","TR71"]
["1SAH220458R9900","MCRC040ATWL Mini Contactor Relay",1890,54.78,"Kontrol","TR71"]
["1SAH220463R9900","MCRC040ATWG Mini Contactor Relay",1890,54.78,"Kontrol","TR71"]
["1SAJ530000R1200","UMC100.3 UC, Supply 110-240 V AC/DC,",52724,1528.23,"Kontrol","TR71"]
["1SAJ929180R0015","CDP18-FBP.150 Cable ETH-X1/X4-open wire",2354,68.23,"Kontrol","TR71"]
["1SAL100046R9902","MC2A301ATM Mini Contactor",1554,45.04,"Kontrol","TR71"]
["1SAL100175R9901","MC1A301ARJ Mini Contactor",1454,42.14,"Kontrol","TR71"]
["1SAL100182R9901","MC1A310ARJ Mini Contactor",1454,42.14,"Kontrol","TR71"]
["1SAL100210R9901","MC1C310ATB Mini Contactor",1765,51.16,"Kontrol","TR71"]
["1SAL100213R9901","MC1A310ATJ Mini Contactor",1259,36.49,"Kontrol","TR71"]
["1SAL100214R9901","MC1A310ATN Mini Contactor",1259,36.49,"Kontrol","TR71"]
["1SAL100215R9901","MC1A310ATU Mini Contactor",1259,36.49,"Kontrol","TR71"]
["1SAL100216R9901","MC1C310ATD Mini Contactor",1765,51.16,"Kontrol","TR71"]
["1SAL100220R9901","MC1C301ATB Mini Contactor",1765,51.16,"Kontrol","TR71"]
["1SAL100223R9901","MC1A301ATJ Mini Contactor",1259,36.49,"Kontrol","TR71"]
["1SAL100224R9901","MC1A301ATN Mini Contactor",1259,36.49,"Kontrol","TR71"]
["1SAL100225R9901","MC1A301ATU Mini Contactor",1259,36.49,"Kontrol","TR71"]
["1SAL100226R9901","MC1C301ATD Mini Contactor",1765,51.16,"Kontrol","TR71"]
["1SAL100296R9901","MC1A400AT9 Mini Contactor",1292,37.450000000000003,"Kontrol","TR71"]
["1SAL100298R9901","MC1A310AT9 Mini Contactor",1259,36.49,"Kontrol","TR71"]
["1SAL100320R9901","MC1A301AT9 Mini Contactor",1259,36.49,"Kontrol","TR71"]
["1SAL100360R9901","MC1C400ATB Mini Contactor",1916,55.54,"Kontrol","TR71"]
["1SAL100363R9901","MC1A400ATJ Mini Contactor",1292,37.450000000000003,"Kontrol","TR71"]
["1SAL100364R9901","MC1A400ATN Mini Contactor",1292,37.450000000000003,"Kontrol","TR71"]
["1SAL100365R9901","MC1A400ATU Mini Contactor",1292,37.450000000000003,"Kontrol","TR71"]
["1SAL100366R9901","MC1C400ATD Mini Contactor",1916,55.54,"Kontrol","TR71"]
["1SAL100373R9901","MC1AB00ATJ Mini Contactor",1292,37.450000000000003,"Kontrol","TR71"]
["1SAL100374R9901","MC1AB00ATN Mini Contactor",1292,37.450000000000003,"Kontrol","TR71"]
["1SAL100375R9901","MC1AB00ATU Mini Contactor",1292,37.450000000000003,"Kontrol","TR71"]
["1SAL100380R9901","MC1C310ATWG Mini Contactor",1898,55.01,"Kontrol","TR71"]
["1SAL100400R9901","MC1AB00AT9 Mini Contactor",1292,37.450000000000003,"Kontrol","TR71"]
["1SAL100435R9902","MC2C301ATWN Mini Contactor",1943,56.32,"Kontrol","TR71"]
["1SAL100442R9902","MC2C310ATWN Mini Contactor",1943,56.32,"Kontrol","TR71"]
["1SAL100513R9906","MARL110AT Auxiliary Contact 1NO",470,13.62,"Kontrol","TR71"]
["1SAL100514R9906","MARL101AT Auxiliary Contact 1NC",470,13.62,"Kontrol","TR71"]
["1SAL100519R9906","MARL110ATS Auxiliary Contact 1NO",470,13.62,"Kontrol","TR71"]
["1SAL100520R9906","MARL101ATS Auxiliary Contact 1NC",470,13.62,"Kontrol","TR71"]
["1SAL100541R9906","MREBC10AC2 Electronic Timer",3697,107.16,"Kontrol","TR71"]
["1SAL100544R9906","MP0AAE1 Surge Suppressor",571,16.55,"Kontrol","TR71"]
["1SAL100545R9906","MP0AAE2 Surge Suppressor",571,16.55,"Kontrol","TR71"]
["1SAL100546R9906","MP0CAE3 Surge Suppressor",449,13.01,"Kontrol","TR71"]
["1SAL100560R9906","MACL110AT Auxiliary Contact 1NO",470,13.62,"Kontrol","TR71"]
["1SAL100561R9906","MACL101AT Auxiliary Contact 1NC",470,13.62,"Kontrol","TR71"]
["1SAL100569R9901","MC1K400ATD Mini Contactor",2004,58.09,"Kontrol","TR71"]
["1SAL100572R9901","MC1I310ATD Mini Contactor",1978,57.33,"Kontrol","TR71"]
["1SAL100573R9901","MC1I301ATD Mini Contactor",1978,57.33,"Kontrol","TR71"]
["1SAL100576R9901","MC1K310ATD Mini Contactor",1978,57.33,"Kontrol","TR71"]
["1SAL100577R9901","MC1K301ATD Mini Contactor",1978,57.33,"Kontrol","TR71"]
["1SAL100992R9906","MARN202AT Auxiliary Contact 2NC",635,18.41,"Kontrol","TR71"]
["1SAL100993R9906","MARN211AT Auxiliary Contact 1NO/1NC",635,18.41,"Kontrol","TR71"]
["1SAL100994R9906","MARN220AT Auxiliary Contact 2NO",635,18.41,"Kontrol","TR71"]
["1SAL100998R9906","MACN202AT Auxiliary Contact 2NC",635,18.41,"Kontrol","TR71"]
["1SAL100999R9906","MACN211AT Auxiliary Contact 1NO/1NC",635,18.41,"Kontrol","TR71"]
["1SAL101641R9902","MC2A301AT4 Mini Contactor",1554,45.04,"Kontrol","TR71"]
["1SAL101644R9902","MC2A310AT4 Mini Contactor",1554,45.04,"Kontrol","TR71"]
["1SAL101834R9901","MC1AB00ATW Mini Contactor",1292,37.450000000000003,"Kontrol","TR71"]
["1SAL101835R9901","MC1AC00AT4 Mini Contactor",1292,37.450000000000003,"Kontrol","TR71"]
["1SAL101836R9901","MC1AC00ATM Mini Contactor",1292,37.450000000000003,"Kontrol","TR71"]
["1SAL101837R9901","MC1AC00ATN Mini Contactor",1292,37.450000000000003,"Kontrol","TR71"]
["1SAL101838R9901","MC1AC00ATW Mini Contactor",1292,37.450000000000003,"Kontrol","TR71"]
["1SAL101839R9901","MC1AC00ATY Mini Contactor",1292,37.450000000000003,"Kontrol","TR71"]
["1SAL101840R9901","MC1I400ATD Mini Contactor",2004,58.09,"Kontrol","TR71"]
["1SAL101841R9901","MC1C400ATDD Mini Contactor",1958,56.75,"Kontrol","TR71"]
["1SAL101859R9901","MC1C400ARB Mini Contactor",2047,59.33,"Kontrol","TR71"]
["1SAL101860R9901","MC1K400ARD Mini Contactor",2556,74.09,"Kontrol","TR71"]
["1SAL101875R9902","MC2A310AT7 Mini Contactor",1554,45.04,"Kontrol","TR71"]
["1SAL101876R9902","MC2A310ATY Mini Contactor",1554,45.04,"Kontrol","TR71"]
["1SAL101877R9902","MC2A301AT7 Mini Contactor",1554,45.04,"Kontrol","TR71"]
["1SAL101907R9902","MC2A301ATY Mini Contactor",1554,45.04,"Kontrol","TR71"]
["1SAL101926R9902","MC2C310ATDD Mini Contactor",1992,57.74,"Kontrol","TR71"]
["1SAL101951R9902","MC2C310ATWG Mini Contactor",1943,56.32,"Kontrol","TR71"]
["1SAL101955R9902","MC2C301ATDD Mini Contactor",1992,57.74,"Kontrol","TR71"]
["1SAL101958R9902","MC2C301ATWG Mini Contactor",1943,56.32,"Kontrol","TR71"]
["1SAL102022R9912","MC2C310ATWED-RAIL Mini Contactor",2306,66.84,"Kontrol","TR71"]
["1SAL102042R9912","MC2C301ATWED-RAIL Mini Contactor",2306,66.84,"Kontrol","TR71"]
["1SAL102084R9912","MC2C301ATWID-RAIL Mini Contactor",2306,66.84,"Kontrol","TR71"]
["1SAL102131R9912","MC2C310ARWED-RAIL Mini Contactor",2372,68.75,"Kontrol","TR71"]
["1SAL102132R9912","MC2C301ARWDD-RAIL Mini Contactor",2372,68.75,"Kontrol","TR71"]
["1SAL102133R9912","MC2C301ARWED-RAIL Mini Contactor",2372,68.75,"Kontrol","TR71"]
["1SAL102134R9912","MC2C301ARWJD-RAIL Mini Contactor",2372,68.75,"Kontrol","TR71"]
["1SAL102157R9901","MC1A310AR6 Mini Contactor",1454,42.14,"Kontrol","TR71"]
["1SAL102158R9901","MC1A301AR6 Mini Contactor",1454,42.14,"Kontrol","TR71"]
["1SAL102175R9902","MC2A310AR6 Mini Contactor",1792,51.94,"Kontrol","TR71"]
["1SAL102176R9902","MC2A301AR6 Mini Contactor",1792,51.94,"Kontrol","TR71"]
["1SAL102378R9902","MC2C310ATWD Mini Contactor",1943,56.32,"Kontrol","TR71"]
["1SAL102379R9902","MC2C301ATWD Mini Contactor",1943,56.32,"Kontrol","TR71"]
["1SAL102381R9902","MC2C310ATWJ Mini Contactor",1943,56.32,"Kontrol","TR71"]
["1SAL102382R9902","MC2C301ATWJ Mini Contactor",1943,56.32,"Kontrol","TR71"]
["1SAL102611R9901","MC1A310ATM Mini Contactor",1259,36.49,"Kontrol","TR71"]
["1SAL102615R9901","MC1A310ATW Mini Contactor",1259,36.49,"Kontrol","TR71"]
["1SAL102616R9901","MC1A310ATY Mini Contactor",1259,36.49,"Kontrol","TR71"]
["1SAL102617R9901","MC1A310AT1 Mini Contactor",1259,36.49,"Kontrol","TR71"]
["1SAL102620R9901","MC1A310AT4 Mini Contactor",1259,36.49,"Kontrol","TR71"]
["1SAL102622R9901","MC1A310AT6 Mini Contactor",1259,36.49,"Kontrol","TR71"]
["1SAL102623R9901","MC1A310AT7 Mini Contactor",1259,36.49,"Kontrol","TR71"]
["1SAL102636R9901","MC1A301ATW Mini Contactor",1259,36.49,"Kontrol","TR71"]
["1SAL102637R9901","MC1A301ATY Mini Contactor",1259,36.49,"Kontrol","TR71"]
["1SAL102638R9901","MC1A301AT1 Mini Contactor",1259,36.49,"Kontrol","TR71"]
["1SAL102641R9901","MC1A301AT4 Mini Contactor",1259,36.49,"Kontrol","TR71"]
["1SAL102643R9901","MC1A301AT6 Mini Contactor",1259,36.49,"Kontrol","TR71"]
["1SAL102980R9901","MC1A400ATM Mini Contactor",1292,37.450000000000003,"Kontrol","TR71"]
["1SAL102984R9901","MC1A400ATW Mini Contactor",1292,37.450000000000003,"Kontrol","TR71"]
["1SAL102985R9901","MC1A400ATY Mini Contactor",1292,37.450000000000003,"Kontrol","TR71"]
["1SAL102986R9901","MC1A400AT1 Mini Contactor",1292,37.450000000000003,"Kontrol","TR71"]
["1SAL102989R9901","MC1A400AT4 Mini Contactor",1292,37.450000000000003,"Kontrol","TR71"]
["1SAL102991R9901","MC1A400AT6 Mini Contactor",1292,37.450000000000003,"Kontrol","TR71"]
["1SAL102995R9901","MC1A301AT7 Mini Contactor",1259,36.49,"Kontrol","TR71"]
["1SAL103001R9901","MC1AB00ATM Mini Contactor",1292,37.450000000000003,"Kontrol","TR71"]
["1SAL103004R9901","MC1AC00AT9 Mini Contactor",1292,37.450000000000003,"Kontrol","TR71"]
["1SAL103005R9901","MC1AC00AT1 Mini Contactor",1292,37.450000000000003,"Kontrol","TR71"]
["1SAL103006R9901","MC1AB00ATY Mini Contactor",1292,37.450000000000003,"Kontrol","TR71"]
["1SAL103007R9901","MC1AB00AT1 Mini Contactor",1292,37.450000000000003,"Kontrol","TR71"]
["1SAL103010R9901","MC1AB00AT4 Mini Contactor",1292,37.450000000000003,"Kontrol","TR71"]
["1SAL103012R9901","MC1AB00AT6 Mini Contactor",1292,37.450000000000003,"Kontrol","TR71"]
["1SAL103099R9901","MC1AB00AT7 Mini Contactor",1292,37.450000000000003,"Kontrol","TR71"]
["1SAL103100R9901","MC1AC00AT7 Mini Contactor",1292,37.450000000000003,"Kontrol","TR71"]
["1SAL103101R9901","MC1A400AT7 Mini Contactor",1292,37.450000000000003,"Kontrol","TR71"]
["1SAL103268R9902","MC2A310AT9 Mini Contactor",1554,45.04,"Kontrol","TR71"]
["1SAL103269R9902","MC2A301AT9 Mini Contactor",1554,45.04,"Kontrol","TR71"]
["1SAL103298R9906","MARL101ARS Auxiliary Contact 1NC",484,14.03,"Kontrol","TR71"]
["1SAL103299R9906","MARL110ARS Auxiliary Contact 1NO",484,14.03,"Kontrol","TR71"]
["1SAL103300R9906","MARN404AR Auxiliary Contact 4NC",996,28.87,"Kontrol","TR71"]
["1SAL103352R9906","MARN440AR Auxiliary Contact 4NO",996,28.87,"Kontrol","TR71"]
["1SAL103353R9906","MARN431AR Auxiliary Contact 3NO/1NC",996,28.87,"Kontrol","TR71"]
["1SAL103354R9906","MARN422AR Auxiliary Contact 2NO/2NC",996,28.87,"Kontrol","TR71"]
["1SAL103355R9906","MARN413AR Auxiliary Contact 1NO/3NC",996,28.87,"Kontrol","TR71"]
["1SAL103356R9906","MARL110AR Auxiliary Contact 1NO",470,13.62,"Kontrol","TR71"]
["1SAL103357R9906","MARL101AR Auxiliary Contact 1NC",470,13.62,"Kontrol","TR71"]
["1SAL103386R9901","MC1A310AR1 Mini Contactor",1454,42.14,"Kontrol","TR71"]
["1SAL103399R9901","MC1A301AR1 Mini Contactor",1454,42.14,"Kontrol","TR71"]
["1SAL103412R9902","MC2A310AR1 Mini Contactor",1792,51.94,"Kontrol","TR71"]
["1SAL103414R9902","MC2A310ARJ Mini Contactor",1792,51.94,"Kontrol","TR71"]
["1SAL103425R9902","MC2A301AR1 Mini Contactor",1792,51.94,"Kontrol","TR71"]
["1SAL103427R9902","MC2A301ARJ Mini Contactor",1792,51.94,"Kontrol","TR71"]
["1SAL103555R9906","MACL110AR Auxiliary Contact 1NO",540,15.65,"Kontrol","TR71"]
["1SAL103556R9906","MACL101AR Auxiliary Contact 1NC",540,15.65,"Kontrol","TR71"]
["1SAL103559R9906","MACN431AR Auxiliary Contact 3NO/1NC",996,28.87,"Kontrol","TR71"]
["1SAL103560R9906","MACN422AR Auxiliary Contact 2NO/2NC",996,28.87,"Kontrol","TR71"]
["1SAL103561R9906","MACN413AR Auxiliary Contact 1NO/3NC",996,28.87,"Kontrol","TR71"]
["1SAL103565R9902","MC2A301ATJ Mini Contactor",1554,45.04,"Kontrol","TR71"]
["1SAL103566R9902","MC2A301ATN Mini Contactor",1554,45.04,"Kontrol","TR71"]
["1SAL103567R9902","MC2A301ATU Mini Contactor",1554,45.04,"Kontrol","TR71"]
["1SAL103569R9902","MC2A301AT1 Mini Contactor",1554,45.04,"Kontrol","TR71"]
["1SAL103571R9902","MC2A301AT6 Mini Contactor",1554,45.04,"Kontrol","TR71"]
["1SAL103573R9902","MC2A310ATJ Mini Contactor",1554,45.04,"Kontrol","TR71"]
["1SAL103574R9902","MC2A310ATN Mini Contactor",1554,45.04,"Kontrol","TR71"]
["1SAL103575R9902","MC2A310ATU Mini Contactor",1554,45.04,"Kontrol","TR71"]
["1SAL103577R9902","MC2A310AT1 Mini Contactor",1554,45.04,"Kontrol","TR71"]
["1SAL103579R9902","MC2A310AT6 Mini Contactor",1554,45.04,"Kontrol","TR71"]
["1SAL103835R9902","MC2A310ATM Mini Contactor",1554,45.04,"Kontrol","TR71"]
["1SAL105226R9912","MC2C310ATWDD-RAIL Mini Contactor",2306,66.84,"Kontrol","TR71"]
["1SAL105227R9912","MC2C301ATWDD-RAIL Mini Contactor",2306,66.84,"Kontrol","TR71"]
["1SAL105228R9912","MC2C310ATWJD-RAIL Mini Contactor",2306,66.84,"Kontrol","TR71"]
["1SAL105229R9912","MC2C301ATWJD-RAIL Mini Contactor",2306,66.84,"Kontrol","TR71"]
["1SAL113312R9901","MC1C310ATDD Mini Contactor",1978,57.33,"Kontrol","TR71"]
["1SAL113328R9901","MC1C301ATDD Mini Contactor",1978,57.33,"Kontrol","TR71"]
["1SAL135704R9902","MC2A310ATW Mini Contactor",1554,45.04,"Kontrol","TR71"]
["1SAL135705R9902","MC2A301ATW Mini Contactor",1554,45.04,"Kontrol","TR71"]
["1SAL200795R9901","MC1C301ATWG Mini Contactor",1898,55.01,"Kontrol","TR71"]
["1SAL200796R9901","MC1CC00ATWG Mini Contactor",1958,56.75,"Kontrol","TR71"]
["1SAL200797R9901","MC1CC00ATWJ Mini Contactor",1958,56.75,"Kontrol","TR71"]
["1SAL200798R9901","MC1CC00ATWL Mini Contactor",1958,56.75,"Kontrol","TR71"]
["1SAL200799R9901","MC1CC00ATWN Mini Contactor",1958,56.75,"Kontrol","TR71"]
["1SAL200802R9901","MC1CC00ATWD Mini Contactor",1958,56.75,"Kontrol","TR71"]
["1SAL200803R9901","MC1AC00ATJ Mini Contactor",1292,37.450000000000003,"Kontrol","TR71"]
["1SAL200804R9901","MC1AC00AT6 Mini Contactor",1292,37.450000000000003,"Kontrol","TR71"]
["1SAL200805R9901","MC1AC00ATU Mini Contactor",1292,37.450000000000003,"Kontrol","TR71"]
["1SAL204886R9902","MC2C301ATWL Mini Contactor",1943,56.32,"Kontrol","TR71"]
["1SAL204887R9902","MC2C310ATWL Mini Contactor",1943,56.32,"Kontrol","TR71"]
["1SAL220348R9901","MC1A301ATM Mini Contactor",1259,36.49,"Kontrol","TR71"]
["1SAL220368R9901","MC1C301ATWN Mini Contactor",1898,55.01,"Kontrol","TR71"]
["1SAL220369R9901","MC1C310ATWN Mini Contactor",1898,55.01,"Kontrol","TR71"]
["1SAL220370R9901","MC1C301ATWJ Mini Contactor",1898,55.01,"Kontrol","TR71"]
["1SAL220371R9901","MC1C310ATWJ Mini Contactor",1898,55.01,"Kontrol","TR71"]
["1SAL220372R9901","MC1C301ATWD Mini Contactor",1898,55.01,"Kontrol","TR71"]
["1SAL220373R9901","MC1C310ATWD Mini Contactor",1898,55.01,"Kontrol","TR71"]
["1SAL220459R9901","MC1C301ATWL Mini Contactor",1898,55.01,"Kontrol","TR71"]
["1SAL220460R9901","MC1C310ATWL Mini Contactor",1898,55.01,"Kontrol","TR71"]
["1SAL247470R9912","MC2C310ATWID-RAIL Mini Contactor",2306,66.84,"Kontrol","TR71"]
["1SAL247493R9912","MC2C310ARWDD-RAIL Mini Contactor",2372,68.75,"Kontrol","TR71"]
["1SAL247494R9912","MC2C310ARWID-RAIL Mini Contactor",2372,68.75,"Kontrol","TR71"]
["1SAL247495R9912","MC2C310ARWJD-RAIL Mini Contactor",2372,68.75,"Kontrol","TR71"]
["1SAL248183R9912","MC2C301ARWID-RAIL Mini Contactor",2372,68.75,"Kontrol","TR71"]
["1SAL287373U9906","MARL101ATMP Auxiliary Contact 1NC",470,13.62,"Kontrol","TR71"]
["1SAL287374U9906","MARL110ATMP Auxiliary Contact 1NO",470,13.62,"Kontrol","TR71"]
["1SAM101901R0001","HK-11 Aux.-contact 1NO+1NC",493,14.29,"Kontrol","TR71"]
["1SAM101901R0002","HK-20 Aux.-contact 2NO",493,14.29,"Kontrol","TR71"]
["1SAM101901R0003","HK-02 Aux.-contact 2NC",493,14.29,"Kontrol","TR71"]
["1SAM101904R0003","SK-11 Signal contact 1NO+1NC",823,23.86,"Kontrol","TR71"]
["1SAM101905R0001","AS Connection support",231,6.7,"Kontrol","TR71"]
["1SAM101909R0001","AA-24 Shunt release 24-60VACDC",1516,43.94,"Kontrol","TR71"]
["1SAM101909R0002","AA-230 Shunt release 110-240VACDC",1516,43.94,"Kontrol","TR71"]
["1SAM101909R0003","AA-400 Shunt release 220-415VACDC",1516,43.94,"Kontrol","TR71"]
["1SAM101924R0003","MSOX-32 Driver shaft",540,15.65,"Kontrol","TR71"]
["1SAM101924R0013","MSOX-30 Driver shaft, turned",595,17.25,"Kontrol","TR71"]
["1SAM101928R0001","HKF-11 Aux.-contact for front mounting",493,14.29,"Kontrol","TR71"]
["1SAM101928R0002","HKF-20 Aux.-contact for front mounting",493,14.29,"Kontrol","TR71"]
["1SAM101937R0012","PS3-2-0 Busbar for 2 devices",484,14.03,"Kontrol","TR71"]
["1SAM101937R0013","PS3-3-0 Busbar for for 3 devices",553,16.03,"Kontrol","TR71"]
["1SAM101937R0014","PS3-4-0 Busbar for 4 devices",605,17.54,"Kontrol","TR71"]
["1SAM101937R0015","PS3-5-0 Busbar for 5 devices",733,21.25,"Kontrol","TR71"]
["1SAM101937R0016","PS3-6-0 Busbar for 6 devices",944,27.36,"Kontrol","TR71"]
["1SAM101937R0022","PS3-2-1 Busbar for 2 devices+aux.cont.",470,13.62,"Kontrol","TR71"]
["1SAM101937R0023","PS3-3-1 Busbar for 3 devices+aux.cont.",595,17.25,"Kontrol","TR71"]
["1SAM101937R0024","PS3-4-1 Busbar for 4 devices+aux.cont.",653,18.93,"Kontrol","TR71"]
["1SAM101937R0025","PS3-5-1 Busbar for 5 devices+aux.cont.",803,23.28,"Kontrol","TR71"]
["1SAM101937R0032","PS3-2-2 Busbar for 2 devices+aux.cont.",540,15.65,"Kontrol","TR71"]
["1SAM101937R0034","PS3-4-2 Busbar for 4 devices+aux.cont.",665,19.28,"Kontrol","TR71"]
["1SAM101938R0002","S3-M2 Power infeed block, high",493,14.29,"Kontrol","TR71"]
["1SAM101938R0004","S3-M3 Power infeed block, UL508-type E",638,18.489999999999998,"Kontrol","TR71"]
["1SAM150000R1001","MS325-0.16 Manual Motor Starter",3570,103.48,"Kontrol","TR71"]
["1SAM150000R1002","MS325-0.25 Manual Motor Starter",3570,103.48,"Kontrol","TR71"]
["1SAM150000R1003","MS325-0.4 Manual Motor Starter",3570,103.48,"Kontrol","TR71"]
["1SAM150000R1004","MS325-0.63 Manual Motor Starter",3570,103.48,"Kontrol","TR71"]
["1SAM150005R0010","MS325-9-HKF11 Manual Motor Starter",6488,188.06,"Kontrol","TR71"]
["1SAM150005R0011","MS325-12.5-HKF11 Manual Motor Starter",6488,188.06,"Kontrol","TR71"]
["1SAM150005R0012","MS325-16-HKF11 Manual Motor Starter",6488,188.06,"Kontrol","TR71"]
["1SAM150005R0013","MS325-20-HKF11 Manual Motor Starter",6753,195.74,"Kontrol","TR71"]
["1SAM160000R1003","MO325-0.4 Manual Motor Starter",3263,94.58,"Kontrol","TR71"]
["1SAM160000R1004","MO325-0.63 Manual Motor Starter",3263,94.58,"Kontrol","TR71"]
["1SAM201901R1002","HKF1-20 Aux.-contact 2NO, front mounting",471,13.65,"Kontrol","TR71"]
["1SAM201901R1003","HKF1-10 Aux.-contact for front mounting",333,9.65,"Kontrol","TR71"]
["1SAM201901R1004","HKF1-01 Aux.-contact for front mounting",333,9.65,"Kontrol","TR71"]
["1SAM201902R1004","HK1-20L Aux.-cont. w. 2 lead contacts",408,11.83,"Kontrol","TR71"]
["1SAM201902R1201","HK1-11K Aux.-contact 1 NO + 1 NC",578,16.75,"Kontrol","TR71"]
["1SAM201903R1003","SK1-02 Signaling Contact 2 NC",595,17.25,"Kontrol","TR71"]
["1SAM201904R1001","UA1-24 Undervoltage release 24 V",1076,31.19,"Kontrol","TR71"]
["1SAM201904R1002","UA1-48 Undervoltage release 48V",1076,31.19,"Kontrol","TR71"]
["1SAM201904R1003","UA1-60 Undervoltage release 60V",1076,31.19,"Kontrol","TR71"]
["1SAM201904R1004","UA1-110 Undervoltage release 110V",1076,31.19,"Kontrol","TR71"]
["1SAM201904R1006","UA1-400 Undervoltage release 400V",1076,31.19,"Kontrol","TR71"]
["1SAM201904R1007","UA1-415 Undervoltage release 415V",1076,31.19,"Kontrol","TR71"]
["1SAM201904R1008","UA1-208 Undervoltage release 208V 60Hz",1076,31.19,"Kontrol","TR71"]
["1SAM201904R1009","UA1-575 Undervoltage release 575V 60Hz",1088,31.54,"Kontrol","TR71"]
["1SAM201904R1010","UA1-20 Undervoltage release",1088,31.54,"Kontrol","TR71"]
["1SAM201906R1112","PS1-2-1-65 3-phase busbar",458,13.28,"Kontrol","TR71"]
["1SAM201906R1113","PS1-3-1-65 3-phase busbar",578,16.75,"Kontrol","TR71"]
["1SAM201906R1114","PS1-4-1-65 3-phase busbar",638,18.489999999999998,"Kontrol","TR71"]
["1SAM201906R1115","PS1-5-1-65 3-phase busbar",733,21.25,"Kontrol","TR71"]
["1SAM201906R1122","PS1-2-2-65 3-phase busbar",471,13.65,"Kontrol","TR71"]
["1SAM201906R1123","PS1-3-2-65 3-phase busbar",626,18.14,"Kontrol","TR71"]
["1SAM201907R1103","S1-M3-25 3-phase power infeed block",569,16.489999999999998,"Kontrol","TR71"]
["1SAM201909R1001","FS116 Screw fixing kit for MS116, MS/MO1",117,3.39,"Kontrol","TR71"]
["1SAM201910R1001","AA1-24 Shunt Trip 20-24V",1076,31.19,"Kontrol","TR71"]
["1SAM201910R1002","AA1-110 Shunt Trip 110V",1076,31.19,"Kontrol","TR71"]
["1SAM201910R1004","AA1-400 Shunt Trip 350-415V",1076,31.19,"Kontrol","TR71"]
["1SAM201911R1012","IB132-F Enclosure, GY/RD, IP65",1152,33.39,"Kontrol","TR71"]
["1SAM201912R1010","DMS132-G Door Mounting Kit, GY/BK, IP65",1379,39.97,"Kontrol","TR71"]
["1SAM201912R1011","DMS132-Y Door Mounting Kit, RD/YE, IP65",1482,42.96,"Kontrol","TR71"]
["1SAM201914R1002","S1-PB1-25 1-phase power infeed block",342,9.91,"Kontrol","TR71"]
["1SAM201916R1104","PS1-4-0-100 3-phase busbar",796,23.07,"Kontrol","TR71"]
["1SAM201916R1105","PS1-5-0-100 3-phase busbar",927,26.87,"Kontrol","TR71"]
["1SAM201916R1113","PS1-3-1-100 3-phase busbar",746,21.62,"Kontrol","TR71"]
["1SAM250005R1013","MS116-20-HKF1-11 Manual Motor Starter",4002,116,"Kontrol","TR71"]
["1SAM250005R1014","MS116-25-HKF1-11 Manual Motor Starter",4428,128.35,"Kontrol","TR71"]
["1SAM340000R1005","MS132-1.0T Circuit-breaker for primary",3064,88.81,"Kontrol","TR71"]
["1SAM340000R1006","MS132-1.6T Circuit-breaker for primary",3064,88.81,"Kontrol","TR71"]
["1SAM340000R1007","MS132-2.5T Circuit-breaker for primary",3064,88.81,"Kontrol","TR71"]
["1SAM340000R1008","MS132-4.0T Circuit-breaker for primary",3064,88.81,"Kontrol","TR71"]
["1SAM340000R1009","MS132-6.3T Circuit-breaker for primary",3064,88.81,"Kontrol","TR71"]
["1SAM340000R1014","MS132-25T Circuit-breaker for primary",4428,128.35,"Kontrol","TR71"]
["1SAM350005R1005","MS132-1.0-HKF1-11 Manual Motor Starter",3380,97.97,"Kontrol","TR71"]
["1SAM350005R1006","MS132-1.6-HKF1-11 Manual Motor Starter",3380,97.97,"Kontrol","TR71"]
["1SAM350005R1007","MS132-2.5-HKF1-11 Manual Motor Starter",3380,97.97,"Kontrol","TR71"]
["1SAM350005R1008","MS132-4.0-HKF1-11 Manual Motor Starter",3380,97.97,"Kontrol","TR71"]
["1SAM350005R1009","MS132-6.3-HKF1-11 Manual Motor Starter",3380,97.97,"Kontrol","TR71"]
["1SAM350005R1010","MS132-10-HKF1-11 Manual Motor Starter",3903,113.13,"Kontrol","TR71"]
["1SAM350005R1011","MS132-16-HKF1-11 Manual Motor Starter",3903,113.13,"Kontrol","TR71"]
["1SAM350005R1012","MS132-12-HKF1-11 Manual Motor Starter",3903,113.13,"Kontrol","TR71"]
["1SAM350005R1014","MS132-25-HKF1-11 Manual Motor Starter",4649,134.75,"Kontrol","TR71"]
["1SAM350005R1015","MS132-32-HKF1-11 Manual Motor Starter",5722,165.86,"Kontrol","TR71"]
["1SAM350010R1001","MS132-0.16K Manual Motor Starter",3082,89.33,"Kontrol","TR71"]
["1SAM350010R1002","MS132-0.25K Manual Motor Starter",3082,89.33,"Kontrol","TR71"]
["1SAM350010R1003","MS132-0.4K Manual Motor Starter",3082,89.33,"Kontrol","TR71"]
["1SAM350010R1004","MS132-0.63K Manual Motor Starter",3082,89.33,"Kontrol","TR71"]
["1SAM350010R1013","MS132-20K Manual Motor Starter",4729,137.07,"Kontrol","TR71"]
["1SAM350010R1014","MS132-25K Manual Motor Starter",5125,148.55000000000001,"Kontrol","TR71"]
["1SAM350200R1001","MS132-0.16B Manual Motor Starter",2986,86.55,"Kontrol","TR71"]
["1SAM350200R1002","MS132-0.25B Manual Motor Starter",2986,86.55,"Kontrol","TR71"]
["1SAM350200R1003","MS132-0.4B Manual Motor Starter",2986,86.55,"Kontrol","TR71"]
["1SAM350200R1004","MS132-0.63B Manual Motor Starter",2986,86.55,"Kontrol","TR71"]
["1SAM350200R1005","MS132-1.0B Manual Motor Starter",2986,86.55,"Kontrol","TR71"]
["1SAM350200R1006","MS132-1.6B Manual Motor Starter",2986,86.55,"Kontrol","TR71"]
["1SAM350200R1007","MS132-2.5B Manual Motor Starter",2986,86.55,"Kontrol","TR71"]
["1SAM350200R1008","MS132-4.0B Manual Motor Starter",2986,86.55,"Kontrol","TR71"]
["1SAM350200R1009","MS132-6.3B Manual Motor Starter",2986,86.55,"Kontrol","TR71"]
["1SAM350200R1010","MS132-10B Manual Motor Starter",3812,110.49,"Kontrol","TR71"]
["1SAM350200R1011","MS132-16B Manual Motor Starter",4390,127.25,"Kontrol","TR71"]
["1SAM350200R1012","MS132-12B Manual Motor Starter",4390,127.25,"Kontrol","TR71"]
["1SAM350210R1014","MS132-25KB Manual motor starter",5710,165.51,"Kontrol","TR71"]
["1SAM360200R1001","MO132-0.16B Manual Motor Starter",2919,84.61,"Kontrol","TR71"]
["1SAM360200R1002","MO132-0.25B Manual Motor Starter",2919,84.61,"Kontrol","TR71"]
["1SAM360200R1003","MO132-0.4B Manual Motor Starter",2919,84.61,"Kontrol","TR71"]
["1SAM360200R1004","MO132-0.63B Manual Motor Starter",2919,84.61,"Kontrol","TR71"]
["1SAM360200R1005","MO132-1.0B Manual Motor Starter",2919,84.61,"Kontrol","TR71"]
["1SAM360200R1006","MO132-1.6B Manual Motor Starter",2919,84.61,"Kontrol","TR71"]
["1SAM360200R1007","MO132-2.5B Manual Motor Starter",2919,84.61,"Kontrol","TR71"]
["1SAM360200R1008","MO132-4.0B Manual Motor Starter",2919,84.61,"Kontrol","TR71"]
["1SAM360200R1009","MO132-6.3B Manual Motor Starter",2919,84.61,"Kontrol","TR71"]
["1SAM360200R1010","MO132-10B Manual Motor Starter",3432,99.48,"Kontrol","TR71"]
["1SAM360200R1011","MO132-16B Manual Motor Starter",4113,119.22,"Kontrol","TR71"]
["1SAM360200R1012","MO132-12B Manual Motor Starter",4113,119.22,"Kontrol","TR71"]
["1SAM360200R1014","MO132-25B Manual Motor Starter",4729,137.07,"Kontrol","TR71"]
["1SAM360200R1015","MO132-32B Manual Motor Starter",6256,181.33,"Kontrol","TR71"]
["1SAM401920R1002","PS2-2-0-125 3-phase busbar",1641,47.57,"Kontrol","TR71"]
["1SAM401920R1003","PS2-3-0-125 3-phase busbar",1949,56.49,"Kontrol","TR71"]
["1SAM401920R1022","PS2-2-2-125 3-phase busbar",1799,52.14,"Kontrol","TR71"]
["1SAM401922R1001","KA165 Terminal Shroud",374,10.84,"Kontrol","TR71"]
["1SAM401923R1003","S2-M3-50 3-phase Power infeed Block",2266,65.680000000000007,"Kontrol","TR71"]
["1SAM451200R1017","MS165-65B Manual Motor Starter",15054,436.35,"Kontrol","TR71"]
["1SAM461000R1011","MO165-16 Manual motor starter",9088,263.42,"Kontrol","TR71"]
["1SAM461000R1012","MO165-20 Manual motor starter",9206,266.83999999999997,"Kontrol","TR71"]
["1SAM461000R1016","MO165-54 Manual motor starter",15438,447.48,"Kontrol","TR71"]
["1SAM461200R1012","MO165-20B Manual Motor Starter",9344,270.83999999999997,"Kontrol","TR71"]
["1SAM461200R1013","MO165-25B Manual Motor Starter",9344,270.83999999999997,"Kontrol","TR71"]
["1SAM461200R1014","MO165-32B Manual Motor Starter",11394,330.26,"Kontrol","TR71"]
["1SAR503041R0003",{"$f":"VLOOKUP(A449,'[2]ÜRÜN MD'!$A:$C,2,0)","v":"obsolete dir ve yeni seri karşılığı bulunmamaktadır"}]
["1SAX101110R0001","DB16E Single Mounting Kit for E16DU",1023,29.65,"Kontrol","TR71"]
["1SAX111001R1104","E16DU-6.3 Electronic Overload Relay",6608,191.54,"Kontrol","TR71"]
["1SAX111001R1105","E16DU-18.9 Electronic Overload Relay",7332,212.52,"Kontrol","TR71"]
["1SAX501904R0001","LT200E Terminal cover",1376,39.880000000000003,"Kontrol","TR71"]
["1SAX601904R0001","LT320E Terminal cover",1516,43.94,"Kontrol","TR71"]
["1SAX701904R0002","LT460EF Terminal cover",4608,133.57,"Kontrol","TR71"]
["1SAX711001R1101",{"$f":"VLOOKUP(A456,'[2]ÜRÜN MD'!$A:$C,2,0)","v":"Eski seridir, yeni seri 1SAX721001R1101"}]
["1SAX801902R1001","DT800/AF750-L Mounting Kit long",13608,394.43,"Kontrol","TR71"]
["1SAX801904R0002","LT750EF Terminal cover",5873,170.23,"Kontrol","TR71"]
["1SAZ201108R0001","DB25/25A Single monting kit for TA25DU",653,18.93,"Kontrol","TR71"]
["1SAZ201307R0002","DX25 Terminal Block",696,20.170000000000002,"Kontrol","TR71"]
["1SAZ211201R2005","TA25DU-0.16M Thermal Overload Relay",1064,30.84,"Kontrol","TR71"]
["1SAZ211201R2009","TA25DU-0.25M Thermal Overload Relay",1064,30.84,"Kontrol","TR71"]
["1SAZ211201R2013","TA25DU-0.4M Thermal Overload Relay",1064,30.84,"Kontrol","TR71"]
["1SAZ211201R2017","TA25DU-0.63M Thermal Overload Relay",1064,30.84,"Kontrol","TR71"]
["1SAZ211201R2021","TA25DU-1.0M Thermal Overload Relay",1064,30.84,"Kontrol","TR71"]
["1SAZ211201R2023","TA25DU-1.4M Thermal Overload Relay",1064,30.84,"Kontrol","TR71"]
["1SAZ211201R2025","TA25DU-1.8M Thermal Overload Relay",1064,30.84,"Kontrol","TR71"]
["1SAZ211201R2033","TA25DU-4.0M Thermal Overload Relay",1064,30.84,"Kontrol","TR71"]
["1SAZ211201R2047","TA25DU-19M Thermal Overload Relay",1424,41.28,"Kontrol","TR71"]
["1SAZ211201R2051","TA25DU-25M Thermal Overload Relay",1424,41.28,"Kontrol","TR71"]
["1SAZ211201R2053","TA25DU-32M Thermal Overload Relay",1607,46.58,"Kontrol","TR71"]
["1SAZ211301R1045",{"$f":"VLOOKUP(A472,'[2]ÜRÜN MD'!$A:$C,2,0)","v":"eski seri bir üründür maalesef yeni seri karşılığı bulunmamaktadır"}]
["1SAZ301110R0001","DB80 Single mounting kit",1238,35.880000000000003,"Kontrol","TR71"]
["1SAZ311201R2001","TA42DU-25M Thermal Overload Relay",1898,55.01,"Kontrol","TR71"]
["1SAZ311201R2002","TA42DU-32M Thermal Overload Relay",1898,55.01,"Kontrol","TR71"]
["1SAZ311201R2003","TA42DU-42M Thermal Overload Relay",1898,55.01,"Kontrol","TR71"]
["1SAZ321201R1006",{"$f":"VLOOKUP(A477,'[2]ÜRÜN MD'!$A:$C,2,0)","v":"obsolete, yerine 1SAZ911201R1004"}]
["1SAZ321201R2001","TA75DU-25M Thermal Overload Relay",2807,81.36,"Kontrol","TR71"]
["1SAZ321201R2002","TA75DU-32M Thermal Overload Relay",2807,81.36,"Kontrol","TR71"]
["1SAZ321201R2003","TA75DU-42M Thermal Overload Relay",3123,90.52,"Kontrol","TR71"]
["1SAZ321201R2005","TA75DU-63M Thermal Overload Relay",2363,68.489999999999995,"Kontrol","TR71"]
["1SAZ401901R1001","LT200/A Terminal cover",769,22.29,"Kontrol","TR71"]
["1SAZ421301R1005","TA200DU-175-V1000 Therm. Overload Relay",8645,250.58,"Kontrol","TR71"]
["1SAZ431301R1001","TF140DU-90-V-1000 Thermal Overload Relay",6608,191.54,"Kontrol","TR71"]
["1SAZ701903L1001","WRH-F Holder for TF and EF 100-pack",187,5.42,"Kontrol","TR71"]
["1SAZ701903R1001","WRH-F Holder for TF and EF",232,6.72,"Kontrol","TR71"]
["1SAZ701903R1012","WRB-600 Bowden Wire, 600 mm",3468,100.52,"Kontrol","TR71"]
["1SAZ741201R1005","TF42-0.13B Thermal Overload Relay for Ra",2316,67.13,"Kontrol","TR71"]
["1SAZ741201R1008","TF42-0.17B Thermal Overload Relay for Ra",2316,67.13,"Kontrol","TR71"]
["1SAZ741201R1009","TF42-0.23B Thermal Overload Relay for Ra",2316,67.13,"Kontrol","TR71"]
["1SAZ741201R1013","TF42-0.31B Thermal Overload Relay for Ra",2316,67.13,"Kontrol","TR71"]
["1SAZ741201R1014","TF42-0.41B Thermal Overload Relay for Ra",2316,67.13,"Kontrol","TR71"]
["1SAZ741201R1017","TF42-0.55B Thermal Overload Relay for Ra",2316,67.13,"Kontrol","TR71"]
["1SAZ741201R1021","TF42-0.74B Thermal Overload Relay for Ra",2316,67.13,"Kontrol","TR71"]
["1SAZ741201R1023","TF42-1.0B Thermal Overload Relay for Rai",2316,67.13,"Kontrol","TR71"]
["1SAZ741201R1025","TF42-1.3B Thermal Overload Relay for Rai",2316,67.13,"Kontrol","TR71"]
["1SAZ741201R1028","TF42-1.7B Thermal Overload Relay for Rai",2316,67.13,"Kontrol","TR71"]
["1SAZ741201R1031","TF42-2.3B Thermal Overload Relay for Rai",2316,67.13,"Kontrol","TR71"]
["1SAZ741201R1033","TF42-3.1B Thermal Overload Relay for Rai",2316,67.13,"Kontrol","TR71"]
["1SAZ741201R1035","TF42-4.2B Thermal Overload Relay for Rai",2316,67.13,"Kontrol","TR71"]
["1SAZ741201R1038","TF42-5.7B Thermal Overload Relay for Rai",2316,67.13,"Kontrol","TR71"]
["1SAZ741201R1040","TF42-7.6B Thermal Overload Relay for Rai",2316,67.13,"Kontrol","TR71"]
["1SAZ741201R1043","TF42-10B Thermal Overload Relay for Rail",2316,67.13,"Kontrol","TR71"]
["1SAZ741201R1045","TF42-13B Thermal Overload Relay for Rail",2316,67.13,"Kontrol","TR71"]
["1SAZ741201R1047","TF42-16B Thermal Overload Relay for Rail",2316,67.13,"Kontrol","TR71"]
["1SAZ741201R1049","TF42-20B Thermal Overload Relay for Rail",2316,67.13,"Kontrol","TR71"]
["1SBE111111R0111","ESB16-11N-01 Installation Contactor 1NO/1NC, 24V AC/DC",1173,34,"Kontrol","TR71"]
["1SBE111111R0120","ESB16-20N-01 Installation Contactor 2NO/0NC, 24V AC/DC",1064,30.84,"Kontrol","TR71"]
["1SBE121111M0620","ESB20-20N-06 Installation Contactor 2NO/0NC, 230V AC/DC",1135,32.9,"Kontrol","TR71"]
["1SBE121111R0102","ESB20-02N-01 Installation Contactor 0NO/2NC, 24V AC/DC",1339,38.81,"Kontrol","TR71"]
["1SBE121111R0111","ESB20-11N-01 Installation Contactor 1NO/1NC, 24V AC/DC",1339,38.81,"Kontrol","TR71"]
["1SBE121111R0120","ESB20-20N-01 Installation Contactor 2NO/0NC, 24V AC/DC",1339,38.81,"Kontrol","TR71"]
["1SBE121111R0320","ESB20-20N-03 Installation Contactor 2NO/0NC, 48V AC/DC",1339,38.81,"Kontrol","TR71"]
["1SBE121111R0420","ESB20-20N-04 Installation Contactor 2NO/0NC, 110V AC/DC",1339,38.81,"Kontrol","TR71"]
["1SBE121111R0520","ESB20-20N-05 Installation Contactor 2NO/0NC, 240V AC/DC",1339,38.81,"Kontrol","TR71"]
["1SBE121111R0711","ESB20-11N-07 Installation Contactor 1NO/1NC, 400V AC/DC",1339,38.81,"Kontrol","TR71"]
["1SBE121111R0720","ESB20-20N-07 Installation Contactor 2NO/0NC, 400V AC/DC",1339,38.81,"Kontrol","TR71"]
["1SBE121111R1411","ESB20-11N-14 Installation Contactor",1339,38.81,"Kontrol","TR71"]
["1SBE121111R1420","ESB20-20N-14 Installation Contactor 2NO/0NC, 12V AC/DC",1339,38.81,"Kontrol","TR71"]
["1SBE122111R0120","EN20-20N-01 Installation Contactor 2NO/0NC, 24V AC/DC",2442,70.78,"Kontrol","TR71"]
["1SBE122111R0620","EN20-20N-06 Installation Contactor 2NO/0NC, 230V AC/DC",2442,70.78,"Kontrol","TR71"]
["1SBH101001M2031","CONTACTOR RELAY NS31E-20 24V50/60Hz",963,27.91,"Kontrol","TR71"]
["1SBH101001R2022","CONTACTOR RELAY NS22E-20 24V50/60Hz",1041,30.17,"Kontrol","TR71"]
["1SBH101001R2040","CONTACTOR RELAY NS40E-20 24V50/60Hz",1041,30.17,"Kontrol","TR71"]
["1SBH101001R2044","CONTACTOR RELAY NS44E-20 24V50/60Hz",1869,54.17,"Kontrol","TR71"]
["1SBH101001R2053","CONTACTOR RELAY NS53E-20 24V50/60Hz",1869,54.17,"Kontrol","TR71"]
["1SBH101001R2062","CONTACTOR RELAY NS62E-20 24V50/60Hz",1869,54.17,"Kontrol","TR71"]
["1SBH101001R2071","CONTACTOR RELAY NS71E-20 24V50/60Hz",1869,54.17,"Kontrol","TR71"]
["1SBH101001R2080","CONTACTOR RELAY NS80E-20 24V50/60Hz",1869,54.17,"Kontrol","TR71"]
["1SBH101001R2522","CONTACTOR RELAY NS22E-25 220V50/60Hz",1041,30.17,"Kontrol","TR71"]
["1SBH101001R2531","CONTACTOR RELAY NS31E-25 220V50/60Hz",1041,30.17,"Kontrol","TR71"]
["1SBH101001R2540","CONTACTOR RELAY NS40E-25 220V50/60Hz",1041,30.17,"Kontrol","TR71"]
["1SBH101001R2544","CONTACTOR RELAY NS44E-25 220V50/60Hz",1869,54.17,"Kontrol","TR71"]
["1SBH101001R2553","CONTACTOR RELAY NS53E-25 220V50/60Hz",1869,54.17,"Kontrol","TR71"]
["1SBH101001R2562","CONTACTOR RELAY NS62E-25 220V50/60Hz",1869,54.17,"Kontrol","TR71"]
["1SBH101001R2571","CONTACTOR RELAY NS71E-25 220V50/60Hz",1869,54.17,"Kontrol","TR71"]
["1SBH101001R2580","CONTACTOR RELAY NS80E-25 220V50/60Hz",1869,54.17,"Kontrol","TR71"]
["1SBH103001M8622","CONTACTOR RELAY NSL22E-86 110VDC",2017,58.46,"Kontrol","TR71"]
["1SBH103001M8640","CONTACTOR RELAY NSL40E-86 110VDC",2017,58.46,"Kontrol","TR71"]
["1SBH103001M8644","CONTACTOR RELAY NSL44E-86 110VDC",3075,89.13,"Kontrol","TR71"]
["1SBH103001M8680","CONTACTOR RELAY NSL80E-86 110VDC",3075,89.13,"Kontrol","TR71"]
["1SBH103001M8722","CONTACTOR RELAY NSL22E-87 125VDC",2017,58.46,"Kontrol","TR71"]
["1SBH103001M8740","CONTACTOR RELAY NSL40E-87 125VDC",2017,58.46,"Kontrol","TR71"]
["1SBH103001M8744","CONTACTOR RELAY NSL44E-87 125VDC",3075,89.13,"Kontrol","TR71"]
["1SBH103001M8822","CONTACTOR RELAY NSL22E-88 220VDC",2017,58.46,"Kontrol","TR71"]
["1SBH103001M8831","CONTACTOR RELAY NSL31E-88 220VDC",2017,58.46,"Kontrol","TR71"]
["1SBH103001M8840","CONTACTOR RELAY NSL40E-88 220VDC",2017,58.46,"Kontrol","TR71"]
["1SBH103001M8844","CONTACTOR RELAY NSL44E-88 220VDC",3075,89.13,"Kontrol","TR71"]
["1SBH103001M8880","CONTACTOR RELAY NSL80E-88 220VDC",3075,89.13,"Kontrol","TR71"]
["1SBH103001R8122","CONTACTOR RELAY NSL22E-81 24VDC",1568,45.45,"Kontrol","TR71"]
["1SBH103001R8131","CONTACTOR RELAY NSL31E-81 24VDC",1568,45.45,"Kontrol","TR71"]
["1SBH103001R8140","CONTACTOR RELAY NSL40E-81 24VDC",1568,45.45,"Kontrol","TR71"]
["1SBH103001R8622","CONTACTOR RELAY NSL22E-86 110VDC",2017,58.46,"Kontrol","TR71"]
["1SBH103001R8631","CONTACTOR RELAY NSL31E-86 110VDC",2017,58.46,"Kontrol","TR71"]
["1SBH103001R8640","CONTACTOR RELAY NSL40E-86 110VDC",2017,58.46,"Kontrol","TR71"]
["1SBH103001R8644","CONTACTOR RELAY NSL44E-86 110VDC",3075,89.13,"Kontrol","TR71"]
["1SBH103001R8662","CONTACTOR RELAY NSL62E-86 110VDC",3075,89.13,"Kontrol","TR71"]
["1SBH103001R8680","CONTACTOR RELAY NSL80E-86 110VDC",3075,89.13,"Kontrol","TR71"]
["1SBH103001R8722","CONTACTOR RELAY NSL22E-87 125VDC",2017,58.46,"Kontrol","TR71"]
["1SBH103001R8822","CONTACTOR RELAY NSL22E-88 220VDC",2017,58.46,"Kontrol","TR71"]
["1SBH103001R8831","CONTACTOR RELAY NSL31E-88 220VDC",2017,58.46,"Kontrol","TR71"]
["1SBH103001R8840","CONTACTOR RELAY NSL40E-88 220VDC",2017,58.46,"Kontrol","TR71"]
["1SBH103001R8844","CONTACTOR RELAY NSL44E-88 220VDC",3075,89.13,"Kontrol","TR71"]
["1SBH103001R8853","CONTACTOR RELAY NSL53E-88 220VDC",3075,89.13,"Kontrol","TR71"]
["1SBH103001R8862","CONTACTOR RELAY NSL62E-88 220VDC",3075,89.13,"Kontrol","TR71"]
["1SBH103001R8880","CONTACTOR RELAY NSL80E-88 220VDC",3075,89.13,"Kontrol","TR71"]
["1SBH103004R8144","CONTACTOR RELAY NSL44ES-81 24VDC",2986,86.55,"Kontrol","TR71"]
["1SBH103004R8153","CONTACTOR RELAY NSL53ES-81 24VDC",2986,86.55,"Kontrol","TR71"]
["1SBH103004R8162","CONTACTOR RELAY NSL62ES-81 24VDC",2986,86.55,"Kontrol","TR71"]
["1SBH103004R8171","CONTACTOR RELAY NSL71ES-81 24VDC",2986,86.55,"Kontrol","TR71"]
["1SBH103004R8180","CONTACTOR RELAY NSL80ES-81 24VDC",2986,86.55,"Kontrol","TR71"]
["1SBH136001R2039","NFZ33/11-20 12-20VDC Contactor relay",3406,98.72,"Kontrol","TR71"]
["1SBH136001R2059","NFZ51/11-20 12-20VDC Contactor relay",3406,98.72,"Kontrol","TR71"]
["1SBH136001R2139","NFZ33/11-21 24-60V50/60HZ 20-60VDC Contactor relay",3406,98.72,"Kontrol","TR71"]
["1SBH136001R2159","NFZ51/11-21 24-60V50/60HZ 20-60VDC Contactor relay",3406,98.72,"Kontrol","TR71"]
["1SBH136001R2239","NFZ33/11-22 48-130V50/60HZ-DC Contactor relay",3406,98.72,"Kontrol","TR71"]
["1SBH136001R2259","NFZ51/11-22 48-130V50/60HZ-DC Contactor relay",3406,98.72,"Kontrol","TR71"]
["1SBH136001R2339","NFZ33/11-23 100-250V50/60HZ-DC Contactor relay",3406,98.72,"Kontrol","TR71"]
["1SBH136001R2359","NFZ51/11-23 100-250V50/60HZ-DC Contactor relay",3406,98.72,"Kontrol","TR71"]
["1SBH136061R2122","NFZB22E-21 24-60V50/60HZ 20-60VDC Contactor Relay",4449,128.96,"Kontrol","TR71"]
["1SBH136061R2131","NFZB31E-21 24-60V50/60HZ 20-60VDC Contactor Relay",4449,128.96,"Kontrol","TR71"]
["1SBH136061R2140","NFZB40E-21 24-60V50/60HZ 20-60VDC Contactor Relay",4449,128.96,"Kontrol","TR71"]
["1SBH136061R2222","NFZB22E-22 48-130V50/60HZ-DC Contactor Relay",4449,128.96,"Kontrol","TR71"]
["1SBH136061R2231","NFZB31E-22 48-130V50/60HZ-DC Contactor Relay",4449,128.96,"Kontrol","TR71"]
["1SBH136061R2240","NFZB40E-22 48-130V50/60HZ-DC Contactor Relay",4449,128.96,"Kontrol","TR71"]
["1SBH136061R2322","NFZB22E-23 100-250V50/60HZ-DC Contactor Relay",4449,128.96,"Kontrol","TR71"]
["1SBH136061R2331","NFZB31E-23 100-250V50/60HZ-DC Contactor Relay",4449,128.96,"Kontrol","TR71"]
["1SBH136061R2340","NFZB40E-23 100-250V50/60HZ-DC Contactor Relay",4449,128.96,"Kontrol","TR71"]
["1SBH136063R2244","NFZB44EK-22",8645,250.58,"Kontrol","TR71"]
["1SBH136063R2280","NFZB80EK-22",8645,250.58,"Kontrol","TR71"]
["1SBH137060R1440","NFB40ERT-14 250-500V50/60HZ-DC Contactor",5355,155.22,"Kontrol","TR71"]
["1SBH137061R1422","NFB22E-14 250-500V50/60HZ-DC Contactor",4449,128.96,"Kontrol","TR71"]
["1SBH137061R1431","NFB31E-14 250-500V50/60HZ-DC Contactor",4449,128.96,"Kontrol","TR71"]
["1SBH137061R1440","NFB40E-14 250-500V50/60HZ-DC Contactor",4449,128.96,"Kontrol","TR71"]
["1SBK114035R2800","DOL starter DRAS12-28P 400V50/60HZ",3263,94.58,"Kontrol","TR71"]
["1SBK114035R2900","DOL starter DRAS12-29P 415V50/60HZ",3263,94.58,"Kontrol","TR71"]
["1SBK114135R2500","DOL starter DRAS12-25N 220V50/60HZ",3263,94.58,"Kontrol","TR71"]
["1SBK124035R2800","DOL starter DRAS16-28P 400V50/60HZ",3725,107.97,"Kontrol","TR71"]
["1SBK124035R2900","DOL starter DRAS16-29P 415V50/60HZ",3725,107.97,"Kontrol","TR71"]
["1SBK124135R2500","DOL starter DRAS16-25N 220V50/60HZ",3725,107.97,"Kontrol","TR71"]
["1SBL101001R2001","CONTACTOR AS09-30-01-20 24V50/60Hz",796,23.07,"Kontrol","TR71"]
["1SBL101001R2010","CONTACTOR AS09-30-10-20 24V50/60Hz",796,23.07,"Kontrol","TR71"]
["1SBL101001R2032","Contactor AS09-30-32-20 24V50/60HZ",1178,34.14,"Kontrol","TR71"]
["1SBL101001R2301","CONTACTOR AS09-30-01-23 110V50/60Hz",796,23.07,"Kontrol","TR71"]
["1SBL101001R2310","CONTACTOR AS09-30-10-23 110V50/60Hz",796,23.07,"Kontrol","TR71"]
["1SBL101001R2501","CONTACTOR AS09-30-01-25 220V50/60Hz",796,23.07,"Kontrol","TR71"]
["1SBL101001R2510","CONTACTOR AS09-30-10-25 220V50/60Hz",796,23.07,"Kontrol","TR71"]
["1SBL101001R2532","Contactor AS09-30-32-25 220V50/60HZ",1178,34.14,"Kontrol","TR71"]
["1SBL101001R2632","Contactor AS09-30-32-26 230V50/60HZ",1178,34.14,"Kontrol","TR71"]
["1SBL101001R2801","CONTACTOR AS09-30-01-28 400V50/60Hz",796,23.07,"Kontrol","TR71"]
["1SBL101001R2810","CONTACTOR AS09-30-10-28 400V50/60Hz",796,23.07,"Kontrol","TR71"]
["1SBL101001R2901","CONTACTOR AS09-30-01-29 415V50/60Hz",796,23.07,"Kontrol","TR71"]
["1SBL101004R2032","Contactor AS09-30-32S-20 24V50/60HZ",1473,42.7,"Kontrol","TR71"]
["1SBL101004R2532","Contactor AS09-30-32S-25 220V50/60HZ",1473,42.7,"Kontrol","TR71"]
["1SBL101004R2632","Contactor AS09-30-32S-26 230V50/60HZ",1473,42.7,"Kontrol","TR71"]
["1SBL103001R8101","CONTACTOR ASL09-30-01-81 24VDC",1313,38.06,"Kontrol","TR71"]
["1SBL103001R8110","CONTACTOR ASL09-30-10-81 24VDC",1313,38.06,"Kontrol","TR71"]
["1SBL103001R8132","Contactor ASL09-30-32-81 24VDC",1596,46.26,"Kontrol","TR71"]
["1SBL103001R8601","CONTACTOR ASL09-30-01-86 110VDC",1313,38.06,"Kontrol","TR71"]
["1SBL103001R8610","CONTACTOR ASL09-30-10-86 110VDC",1313,38.06,"Kontrol","TR71"]
["1SBL103001R8701","CONTACTOR ASL09-30-01-87 125VDC",1313,38.06,"Kontrol","TR71"]
["1SBL103001R8710","CONTACTOR ASL09-30-10-87 125VDC",1313,38.06,"Kontrol","TR71"]
["1SBL103001R8801","CONTACTOR ASL09-30-01-88 220VDC",1313,38.06,"Kontrol","TR71"]
["1SBL103001R8810","CONTACTOR ASL09-30-10-88 220VDC",1313,38.06,"Kontrol","TR71"]
["1SBL103004R8101","CONTACTOR ASL09-30-01S-81 24VDC",1641,47.57,"Kontrol","TR71"]
["1SBL103004R8110","CONTACTOR ASL09-30-10S-81 24VDC",1641,47.57,"Kontrol","TR71"]
["1SBL103004R8132","Contactor ASL09-30-32S-81 24VDC",1978,57.33,"Kontrol","TR71"]
["1SBL111001R2001","CONTACTOR AS12-30-01-20 24V50/60Hz",848,24.58,"Kontrol","TR71"]
["1SBL111001R2010","CONTACTOR AS12-30-10-20 24V50/60Hz",848,24.58,"Kontrol","TR71"]
["1SBL111001R2032","Contactor AS12-30-32-20 24V50/60HZ",1339,38.81,"Kontrol","TR71"]
["1SBL111001R2310","CONTACTOR AS12-30-10-23 110V50/60Hz",848,24.58,"Kontrol","TR71"]
["1SBL111001R2501","CONTACTOR AS12-30-01-25 220V50/60Hz",848,24.58,"Kontrol","TR71"]
["1SBL111001R2510","CONTACTOR AS12-30-10-25 220V50/60Hz",848,24.58,"Kontrol","TR71"]
["1SBL111001R2532","Contactor AS12-30-32-25 220V50/60HZ",1339,38.81,"Kontrol","TR71"]
["1SBL111001R2632","Contactor AS12-30-32-26 230V50/60HZ",1339,38.81,"Kontrol","TR71"]
["1SBL111001R2810","CONTACTOR AS12-30-10-28 400V50/60Hz",848,24.58,"Kontrol","TR71"]
["1SBL111004R2001","CONTACTOR AS12-30-01S-20 24V50/60Hz",1316,38.14,"Kontrol","TR71"]
["1SBL111004R2010","CONTACTOR AS12-30-10S-20 24V50/60Hz",1316,38.14,"Kontrol","TR71"]
["1SBL111004R2032","Contactor AS12-30-32S-20 24V50/60HZ",1656,48,"Kontrol","TR71"]
["1SBL111004R2310","CONTACTOR AS12-30-10S-23 110V50/60Hz",1316,38.14,"Kontrol","TR71"]
["1SBL111004R2501","CONTACTOR AS12-30-01S-25 220V50/60Hz",1316,38.14,"Kontrol","TR71"]
["1SBL111004R2510","CONTACTOR AS12-30-10S-25 220V50/60Hz",1316,38.14,"Kontrol","TR71"]
["1SBL111004R2532","Contactor AS12-30-32S-25 220V50/60HZ",1656,48,"Kontrol","TR71"]
["1SBL111004R2601","CONTACTOR AS12-30-01S-26 230V50/60Hz",1316,38.14,"Kontrol","TR71"]
["1SBL111004R2610","CONTACTOR AS12-30-10S-26 230V50/60Hz",1316,38.14,"Kontrol","TR71"]
["1SBL111004R2632","Contactor AS12-30-32S-26 230V50/60HZ",1656,48,"Kontrol","TR71"]
["1SBL113001R8101","CONTACTOR ASL12-30-01-81 24VDC",1457,42.23,"Kontrol","TR71"]
["1SBL113001R8110","CONTACTOR ASL12-30-10-81 24VDC",1457,42.23,"Kontrol","TR71"]
["1SBL113001R8132","Contactor ASL12-30-32-81 24VDC",1817,52.67,"Kontrol","TR71"]
["1SBL113001R8810","CONTACTOR ASL12-30-10-88 220VDC",1457,42.23,"Kontrol","TR71"]
["1SBL113004R8101","CONTACTOR ASL12-30-01S-81 24VDC",2012,58.32,"Kontrol","TR71"]
["1SBL113004R8110","CONTACTOR ASL12-30-10S-81 24VDC",2012,58.32,"Kontrol","TR71"]
["1SBL113004R8132","Contactor ASL12-30-32S-81 24VDC",2266,65.680000000000007,"Kontrol","TR71"]
["1SBL121001R2001","CONTACTOR AS16-30-01-20 24V50/60Hz",966,28,"Kontrol","TR71"]
["1SBL121001R2010","CONTACTOR AS16-30-10-20 24V50/60Hz",966,28,"Kontrol","TR71"]
["1SBL121001R2032","Contactor AS16-30-32-20 24V50/60HZ",1422,41.22,"Kontrol","TR71"]
["1SBL121001R2301","CONTACTOR AS16-30-01-23 110V50/60Hz",966,28,"Kontrol","TR71"]
["1SBL121001R2310","CONTACTOR AS16-30-10-23 110V50/60Hz",966,28,"Kontrol","TR71"]
["1SBL121001R2501","CONTACTOR AS16-30-01-25 220V50/60Hz",966,28,"Kontrol","TR71"]
["1SBL121001R2510","CONTACTOR AS16-30-10-25 220V50/60Hz",966,28,"Kontrol","TR71"]
["1SBL121001R2532","Contactor AS16-30-32-25 220V50/60HZ",1422,41.22,"Kontrol","TR71"]
["1SBL121001R2632","Contactor AS16-30-32-26 230V50/60HZ",1422,41.22,"Kontrol","TR71"]
["1SBL121001R2801","CONTACTOR AS16-30-01-28 400V50/60Hz",966,28,"Kontrol","TR71"]
["1SBL121001R2810","CONTACTOR AS16-30-10-28 400V50/60Hz",966,28,"Kontrol","TR71"]
["1SBL121004R2032","Contactor AS16-30-32S-20 24V50/60HZ",1799,52.14,"Kontrol","TR71"]
["1SBL121004R2532","Contactor AS16-30-32S-25 220V50/60HZ",1799,52.14,"Kontrol","TR71"]
["1SBL121004R2632","Contactor AS16-30-32S-26 230V50/60HZ",1799,52.14,"Kontrol","TR71"]
["1SBL123001R8101","CONTACTOR ASL16-30-01-81 24VDC",1641,47.57,"Kontrol","TR71"]
["1SBL123001R8110","CONTACTOR ASL16-30-10-81 24VDC",1641,47.57,"Kontrol","TR71"]
["1SBL123001R8601","CONTACTOR ASL16-30-01-86 110VDC",1641,47.57,"Kontrol","TR71"]
["1SBL123001R8610","CONTACTOR ASL16-30-10-86 110VDC",1641,47.57,"Kontrol","TR71"]
["1SBL123001R8810","CONTACTOR ASL16-30-10-88 220VDC",1641,47.57,"Kontrol","TR71"]
["1SBL123004R8101","CONTACTOR ASL16-30-01S-81 24VDC",2266,65.680000000000007,"Kontrol","TR71"]
["1SBL123004R8110","CONTACTOR ASL16-30-10S-81 24VDC",2266,65.680000000000007,"Kontrol","TR71"]
["1SBL123004R8132","Contactor ASL16-30-32S-81 24VDC",2482,71.94,"Kontrol","TR71"]
["1SBL131001R8001","AFC09-30-01-80",996,28.87,"Kontrol","TR71"]
["1SBL131001R8010","AFC09-30-10-80",996,28.87,"Kontrol","TR71"]
["1SBL131001R8101","AFC09-30-01-81",1274,36.93,"Kontrol","TR71"]
["1SBL131001R8110","AFC09-30-10-81",1274,36.93,"Kontrol","TR71"]
["1SBL131001R8401","AFC09-30-01-84",996,28.87,"Kontrol","TR71"]
["1SBL131001R8410","AFC09-30-10-84",996,28.87,"Kontrol","TR71"]
["1SBL131001R8801","AFC09-30-01-88",996,28.87,"Kontrol","TR71"]
["1SBL131201R8000","AFC09-40-00-80",1321,38.29,"Kontrol","TR71"]
["1SBL131201R8100","AFC09-40-00-81",1512,43.83,"Kontrol","TR71"]
["1SBL131201R8400","AFC09-40-00-84",1321,38.29,"Kontrol","TR71"]
["1SBL136001R2022","AF09Z-30-22-20 12-20VDC Contactor",2807,81.36,"Kontrol","TR71"]
["1SBL136001R2122","AF09Z-30-22-21 24-60V50/60HZ 20-60VDC Contactor",2807,81.36,"Kontrol","TR71"]
["1SBL136001R2222","AF09Z-30-22-22 48-130V50/60HZ-DC Contactor",2807,81.36,"Kontrol","TR71"]
["1SBL136001R2322","AF09Z-30-22-23 100-250V50/60HZ-DC Contactor",2807,81.36,"Kontrol","TR71"]
["1SBL136061R2101","AF09ZB-30-01-21 24-60V50/60HZ 20-60VDC Contactor",3456,100.17,"Kontrol","TR71"]
["1SBL136061R2110","AF09ZB-30-10-21 24-60V50/60HZ 20-60VDC Contactor",3456,100.17,"Kontrol","TR71"]
["1SBL136061R2201","AF09ZB-30-01-22 48-130V50/60HZ-DC Contactor",3456,100.17,"Kontrol","TR71"]
["1SBL136061R2210","AF09ZB-30-10-22 48-130V50/60HZ-DC Contactor",3456,100.17,"Kontrol","TR71"]
["1SBL136061R2301","AF09ZB-30-01-23 100-250V50/60HZ-DC Contactor",3456,100.17,"Kontrol","TR71"]
["1SBL136061R2310","AF09ZB-30-10-23 100-250V50/60HZ-DC Contactor",3456,100.17,"Kontrol","TR71"]
["1SBL136082R3022","AFS09Z-30-22-30 24VDC",7067,204.84,"Kontrol","TR71"]
["1SBL136261R2100","AF09ZB-40-00-21 24-60V50/60HZ 20-60VDC Contactor",3456,100.17,"Kontrol","TR71"]
["1SBL136261R2200","AF09ZB-40-00-22 48-130V50/60HZ-DC Contactor",3456,100.17,"Kontrol","TR71"]
["1SBL136261R2300","AF09ZB-40-00-23 100-250V50/60HZ-DC Contactor",3456,100.17,"Kontrol","TR71"]
["1SBL136561R2100","AF09ZB-22-00-21 24-60V50/60HZ 20-60VDC Contactor",3456,100.17,"Kontrol","TR71"]
["1SBL136561R2200","AF09ZB-22-00-22 48-130V50/60HZ-DC Contactor",3456,100.17,"Kontrol","TR71"]
["1SBL136561R2300","AF09ZB-22-00-23 100-250V50/60HZ-DC Contactor",3456,100.17,"Kontrol","TR71"]
["1SBL137001R1122","AF09-30-22-11 24-60V50/60HZ 20-60VDC Contactor",2138,61.97,"Kontrol","TR71"]
["1SBL137001R1222","AF09-30-22-12 48-130V50/60HZ-DC Contactor",2138,61.97,"Kontrol","TR71"]
["1SBL137001R1322","AF09-30-22-13 100-250V50/60HZ-DC Contactor",2138,61.97,"Kontrol","TR71"]
["1SBL137001R1422","AF09-30-22-14 250-500V50/60HZ-DC Contactor",2138,61.97,"Kontrol","TR71"]
["1SBL137005R1110","AF09-30-10K-11",2336,67.709999999999994,"Kontrol","TR71"]
["1SBL137005R1210","AF09-30-10K-12",2336,67.709999999999994,"Kontrol","TR71"]
["1SBL137005R1310","AF09-30-10K-13",2299,66.64,"Kontrol","TR71"]
["1SBL137061R1401","AF09B-30-01-14 250-500V50/60HZ-DC Contactor",3456,100.17,"Kontrol","TR71"]
["1SBL137061R1410","AF09B-30-10-14 250-500V50/60HZ-DC Contactor",3456,100.17,"Kontrol","TR71"]
["1SBL137082R1122","AFS09-30-22-11 24-60V50/60HZ 20-60VDC",7067,204.84,"Kontrol","TR71"]
["1SBL137261R1400","AF09B-40-00-14 250-500V50/60HZ-DC Contactor",3456,100.17,"Kontrol","TR71"]
["1SBL137561R1400","AF09B-22-00-14 250-500V50/60HZ-DC Contactor",3456,100.17,"Kontrol","TR71"]
["1SBL141010R8001","A9-30-01RT 220-230V 50Hz / 230-240V 60Hz",2871,83.22,"Kontrol","TR71"]
["1SBL141010R8010","A9-30-10RT 220-230V 50Hz / 230-240V 60Hz",2871,83.22,"Kontrol","TR71"]
["1SBL141010R8410","A9-30-10RT 110-120V 60Hz / 110V 50Hz",2871,83.22,"Kontrol","TR71"]
["1SBL141210R8000","A9-40-00RT 220-230V50Hz 230-240V60Hz",3083,89.36,"Kontrol","TR71"]
["1SBL141210R8400","A9-40-00RT 110-120V60Hz 110V50Hz",3083,89.36,"Kontrol","TR71"]
["1SBL141510R8000","A9-22-00RT 220-230V50Hz 230-240V60Hz",2774,80.41,"Kontrol","TR71"]
["1SBL143061R5101","TAL9-30-01 17-32V DC",4004,116.06,"Kontrol","TR71"]
["1SBL143061R5110","TAL9-30-10 17-32V DC",4004,116.06,"Kontrol","TR71"]
["1SBL151001R8001","AFC12-30-01-80",1041,30.17,"Kontrol","TR71"]
["1SBL151001R8010","AFC12-30-10-80",1041,30.17,"Kontrol","TR71"]
["1SBL151001R8401","AFC12-30-01-84",1041,30.17,"Kontrol","TR71"]
["1SBL151001R8410","AFC12-30-10-84",1041,30.17,"Kontrol","TR71"]
["1SBL156001R2001","AF12Z-30-01-20 12-20VDC Contactor",1934,56.06,"Kontrol","TR71"]
["1SBL156001R2010","AF12Z-30-10-20 12-20VDC Contactor",1934,56.06,"Kontrol","TR71"]
["1SBL156001R2201","AF12Z-30-01-22 48-130V50/60HZ-DC Contactor",1934,56.06,"Kontrol","TR71"]
["1SBL156001R2210","AF12Z-30-10-22 48-130V50/60HZ-DC Contactor",1934,56.06,"Kontrol","TR71"]
["1SBL156001R2301","AF12Z-30-01-23 100-250V50/60HZ-DC Contactor",1934,56.06,"Kontrol","TR71"]
["1SBL156001R2310","AF12Z-30-10-23 100-250V50/60HZ-DC Contactor",1934,56.06,"Kontrol","TR71"]
["1SBL156059R2101","AF12ZB-30-01S-21 24-60V50/60HZ 20-60VDC Contactor",4996,144.81,"Kontrol","TR71"]
["1SBL156059R2201","AF12ZB-30-01S-22 48-130V50/60HZ-DC Contactor",4996,144.81,"Kontrol","TR71"]
["1SBL156059R2301","AF12ZB-30-01S-23 100-250V50/60HZ-DC Contactor",4996,144.81,"Kontrol","TR71"]
["1SBL156061R2101","AF12ZB-30-01-21 24-60V50/60HZ 20-60VDC Contactor",3674,106.49,"Kontrol","TR71"]
["1SBL156061R2110","AF12ZB-30-10-21 24-60V50/60HZ 20-60VDC Contactor",3674,106.49,"Kontrol","TR71"]
["1SBL156061R2201","AF12ZB-30-01-22 48-130V50/60HZ-DC Contactor",3674,106.49,"Kontrol","TR71"]
["1SBL156061R2210","AF12ZB-30-10-22 48-130V50/60HZ-DC Contactor",3674,106.49,"Kontrol","TR71"]
["1SBL156061R2301","AF12ZB-30-01-23 100-250V50/60HZ-DC Contactor",3674,106.49,"Kontrol","TR71"]
["1SBL156061R2310","AF12ZB-30-10-23 100-250V50/60HZ-DC Contactor",3674,106.49,"Kontrol","TR71"]
["1SBL157001R1122","AF12-30-22-11 24-60V50/60HZ 20-60VDC Contactor",1906,55.25,"Kontrol","TR71"]
["1SBL157001R1201","AF12-30-01-12 48-130V50/60HZ-DC Contactor",1473,42.7,"Kontrol","TR71"]
["1SBL157001R1210","AF12-30-10-12 48-130V50/60HZ-DC Contactor",1473,42.7,"Kontrol","TR71"]
["1SBL157001R1222","AF12-30-22-12 48-130V50/60HZ-DC Contactor",1906,55.25,"Kontrol","TR71"]
["1SBL157001R1322","AF12-30-22-13 100-250V50/60HZ-DC Contactor",1906,55.25,"Kontrol","TR71"]
["1SBL157001R1401","AF12-30-01-14 250-500V50/60HZ-DC Contactor",1473,42.7,"Kontrol","TR71"]
["1SBL157001R1410","AF12-30-10-14 250-500V50/60HZ-DC Contactor",1473,42.7,"Kontrol","TR71"]
["1SBL157001R1422","AF12-30-22-14 250-500V50/60HZ-DC Contactor",1906,55.25,"Kontrol","TR71"]
["1SBL157059R1401","AF12B-30-01S-14 250-500V50/60HZ-DC Contactor",4996,144.81,"Kontrol","TR71"]
["1SBL157061R1401","AF12B-30-01-14 250-500V50/60HZ-DC Contactor",3674,106.49,"Kontrol","TR71"]
["1SBL157061R1410","AF12B-30-10-14 250-500V50/60HZ-DC Contactor",3674,106.49,"Kontrol","TR71"]
["1SBL163061R5101","TAL12-30-01 17-32V DC",4266,123.65,"Kontrol","TR71"]
["1SBL163061R5110","TAL12-30-10 17-32V DC",4266,123.65,"Kontrol","TR71"]
["1SBL171201R8100","AFC16-40-00-81",1914,55.48,"Kontrol","TR71"]
["1SBL171501R8000","AFC16-22-00-80",2052,59.48,"Kontrol","TR71"]
["1SBL171501R8100","AFC16-22-00-81",2235,64.78,"Kontrol","TR71"]
["1SBL171501R8400","AFC16-22-00-84",2052,59.48,"Kontrol","TR71"]
["1SBL176001R2001","AF16Z-30-01-20 12-20VDC Contactor",2316,67.13,"Kontrol","TR71"]
["1SBL176001R2010","AF16Z-30-10-20 12-20VDC Contactor",2235,64.78,"Kontrol","TR71"]
["1SBL176001R2201","AF16Z-30-01-22 48-130V50/60HZ-DC Contactor",2316,67.13,"Kontrol","TR71"]
["1SBL176001R2210","AF16Z-30-10-22 48-130V50/60HZ-DC Contactor",2235,64.78,"Kontrol","TR71"]
["1SBL176001R2301","AF16Z-30-01-23 100-250V50/60HZ-DC Contactor",2316,67.13,"Kontrol","TR71"]
["1SBL176001R2310","AF16Z-30-10-23 100-250V50/60HZ-DC Contactor",2235,64.78,"Kontrol","TR71"]
["1SBL176059R2110","AF16ZB-30-10S-21 24-60V50/60HZ 20-60VDC Contactor",5883,170.52,"Kontrol","TR71"]
["1SBL176059R2210","AF16ZB-30-10S-22 48-130V50/60HZ-DC Contactor",5883,170.52,"Kontrol","TR71"]
["1SBL176059R2310","AF16ZB-30-10S-23 100-250V50/60HZ-DC Contactor",5883,170.52,"Kontrol","TR71"]
["1SBL176060R2101","AF16ZB-30-01RT-21 24-60V50/60HZ 20-60VDC Contactor",6034,174.9,"Kontrol","TR71"]
["1SBL176060R2110","AF16ZB-30-10RT-21 24-60V50/60HZ 20-60VDC Contactor",6034,174.9,"Kontrol","TR71"]
["1SBL176060R2201","AF16ZB-30-01RT-22 48-130V50/60HZ-DC Contactor",6034,174.9,"Kontrol","TR71"]
["1SBL176060R2210","AF16ZB-30-10RT-22 48-130V50/60HZ-DC Contactor",6034,174.9,"Kontrol","TR71"]
["1SBL176060R2301","AF16ZB-30-01RT-23 100-250V50/60HZ-DC Contactor",6034,174.9,"Kontrol","TR71"]
["1SBL176060R2310","AF16ZB-30-10RT-23 100-250V50/60HZ-DC Contactor",6034,174.9,"Kontrol","TR71"]
["1SBL176061R2101","AF16ZB-30-01-21 24-60V50/60HZ 20-60VDC Contactor",4436,128.58000000000001,"Kontrol","TR71"]
["1SBL176061R2110","AF16ZB-30-10-21 24-60V50/60HZ 20-60VDC Contactor",4436,128.58000000000001,"Kontrol","TR71"]
["1SBL176061R2201","AF16ZB-30-01-22 48-130V50/60HZ-DC Contactor",4436,128.58000000000001,"Kontrol","TR71"]
["1SBL176061R2210","AF16ZB-30-10-22 48-130V50/60HZ-DC Contactor",4436,128.58000000000001,"Kontrol","TR71"]
["1SBL176061R2301","AF16ZB-30-01-23 100-250V50/60HZ-DC Contactor",4436,128.58000000000001,"Kontrol","TR71"]
["1SBL176061R2310","AF16ZB-30-10-23 100-250V50/60HZ-DC Contactor",4436,128.58000000000001,"Kontrol","TR71"]
["1SBL176201R2000","AF16Z-40-00-20 12-20VDC Contactor",2769,80.260000000000005,"Kontrol","TR71"]
["1SBL176201R2100","AF16Z-40-00-21 24-60V50/60HZ 20-60VDC Contactor",2769,80.260000000000005,"Kontrol","TR71"]
["1SBL176201R2200","AF16Z-40-00-22 48-130V50/60HZ-DC Contactor",2769,80.260000000000005,"Kontrol","TR71"]
["1SBL176201R2300","AF16Z-40-00-23 100-250V50/60HZ-DC Contactor",2769,80.260000000000005,"Kontrol","TR71"]
["1SBL176260R2100","AF16ZB-40-00RT-21 24-60V50/60HZ 20-60VDC Contactor",4868,141.1,"Kontrol","TR71"]
["1SBL176260R2200","AF16ZB-40-00RT-22 48-130V50/60HZ-DC Contactor",4868,141.1,"Kontrol","TR71"]
["1SBL176260R2300","AF16ZB-40-00RT-23 100-250V50/60HZ-DC Contactor",4868,141.1,"Kontrol","TR71"]
["1SBL176261R2100","AF16ZB-40-00-21 24-60V50/60HZ 20-60VDC Contactor",4436,128.58000000000001,"Kontrol","TR71"]
["1SBL176261R2200","AF16ZB-40-00-22 48-130V50/60HZ-DC Contactor",4436,128.58000000000001,"Kontrol","TR71"]
["1SBL176261R2300","AF16ZB-40-00-23 100-250V50/60HZ-DC Contactor",4436,128.58000000000001,"Kontrol","TR71"]
["1SBL176501R2000","AF16Z-22-00-20 12-20VDC Contactor",2769,80.260000000000005,"Kontrol","TR71"]
["1SBL176501R2100","AF16Z-22-00-21 24-60V50/60HZ 20-60VDC Contactor",2769,80.260000000000005,"Kontrol","TR71"]
["1SBL176501R2200","AF16Z-22-00-22 48-130V50/60HZ-DC Contactor",2769,80.260000000000005,"Kontrol","TR71"]
["1SBL176501R2300","AF16Z-22-00-23 100-250V50/60HZ-DC Contactor",2769,80.260000000000005,"Kontrol","TR71"]
["1SBL177001R1122","AF16-30-22-11 24-60V50/60HZ 20-60VDC Contactor",2409,69.83,"Kontrol","TR71"]
["1SBL177001R1201","AF16-30-01-12 48-130V50/60HZ-DC Contactor",1709,49.54,"Kontrol","TR71"]
["1SBL177001R1210","AF16-30-10-12 48-130V50/60HZ-DC Contactor",1709,49.54,"Kontrol","TR71"]
["1SBL177001R1222","AF16-30-22-12 48-130V50/60HZ-DC Contactor",2409,69.83,"Kontrol","TR71"]
["1SBL177001R1322","AF16-30-22-13 100-250V50/60HZ-DC Contactor",2409,69.83,"Kontrol","TR71"]
["1SBL177001R1401","AF16-30-01-14 250-500V50/60HZ-DC Contactor",1709,49.54,"Kontrol","TR71"]
["1SBL177001R1410","AF16-30-10-14 250-500V50/60HZ-DC Contactor",1709,49.54,"Kontrol","TR71"]
["1SBL177001R1422","AF16-30-22-14 250-500V50/60HZ-DC Contactor",2409,69.83,"Kontrol","TR71"]
["1SBL177005R1110","AF16-30-10K-11 24-60V50/60HZ 20-60VDC Contactor",1806,52.35,"Kontrol","TR71"]
["1SBL177005R1310","AF16-30-10K-13",3101,89.88,"Kontrol","TR71"]
["1SBL177059R1410","AF16B-30-10S-14 250-500V50/60HZ-DC Contactor",5883,170.52,"Kontrol","TR71"]
["1SBL177060R1401","AF16B-30-01RT-14 250-500V50/60HZ-DC Contactor",4868,141.1,"Kontrol","TR71"]
["1SBL177060R1410","AF16B-30-10RT-14 250-500V50/60HZ-DC Contactor",4868,141.1,"Kontrol","TR71"]
["1SBL177061R1401","AF16B-30-01-14 250-500V50/60HZ-DC Contactor",4436,128.58000000000001,"Kontrol","TR71"]
["1SBL177061R1410","AF16B-30-10-14 250-500V50/60HZ-DC Contactor",4436,128.58000000000001,"Kontrol","TR71"]
["1SBL177201R1200","AF16-40-00-12 48-130V50/60HZ-DC Contactor",2052,59.48,"Kontrol","TR71"]
["1SBL177201R1400","AF16-40-00-14 250-500V50/60HZ-DC Contactor",2052,59.48,"Kontrol","TR71"]
["1SBL177260R1400","AF16B-40-00RT-14 250-500V50/60HZ-DC Contactor",4868,141.1,"Kontrol","TR71"]
["1SBL177261R1400","AF16B-40-00-14 250-500V50/60HZ-DC Contactor",4436,128.58000000000001,"Kontrol","TR71"]
["1SBL177501R1100","AF16-22-00-11 24-60V50/60HZ 20-60VDC Contactor",2235,64.78,"Kontrol","TR71"]
["1SBL177501R1200","AF16-22-00-12 48-130V50/60HZ-DC Contactor",2052,59.48,"Kontrol","TR71"]
["1SBL177501R1300","AF16-22-00-13 100-250V50/60HZ-DC Contactor",2052,59.48,"Kontrol","TR71"]
["1SBL177501R1400","AF16-22-00-14 250-500V50/60HZ-DC Contactor",2052,59.48,"Kontrol","TR71"]
["1SBL181024R3610","UA16-30-10RA 190V 50Hz / 220V 60Hz",3458,100.23,"Kontrol","TR71"]
["1SBL181024R4210","UA16-30-10RA 230-240V 50Hz / 277V 60Hz",3458,100.23,"Kontrol","TR71"]
["1SBL181024R5110","UA16-30-10RA 400-415V 50Hz / 480V 60Hz",3458,100.23,"Kontrol","TR71"]
["1SBL181024R5510","UA16-30-10RA 500V 50Hz / 600V 60Hz",3458,100.23,"Kontrol","TR71"]
["1SBL181024R7510","UA16-30-10RA 200V 50Hz / 200-220V 60Hz",3458,100.23,"Kontrol","TR71"]
["1SBL181024R8110","UA16-30-10RA 24V 50Hz / 24V 60Hz",3458,100.23,"Kontrol","TR71"]
["1SBL181024R8210","UA16-30-10RA 42V 50Hz / 42V 60Hz",3458,100.23,"Kontrol","TR71"]
["1SBL181024R8410","UA16-30-10RA 110V 50Hz / 110-120V 60Hz",3458,100.23,"Kontrol","TR71"]
["1SBL181024R8510","UA16-30-10RA 380-400V 50Hz / 400-415V 60Hz",3458,100.23,"Kontrol","TR71"]
["1SBL181024R8610","UA16-30-10RA 400-415V 50Hz / 415-440V 60Hz",3458,100.23,"Kontrol","TR71"]
["1SBL181024R8810","UA16-30-10RA 230-240V 50Hz / 240-260V 60Hz",3458,100.23,"Kontrol","TR71"]
["1SBL181024R8910","UA16-30-10RA 110-115V 50Hz / 115-127V 60Hz",3458,100.23,"Kontrol","TR71"]
["1SBL183061R5101","TAL16-30-01 17-32V DC",5135,148.84,"Kontrol","TR71"]
["1SBL183061R5110","TAL16-30-10 17-32V DC",5135,148.84,"Kontrol","TR71"]
["1SBL183261R5100","TAL16-40-00 17-32V DC",6332,183.54,"Kontrol","TR71"]
["1SBL231001R8000","AFC26-30-00-80",1554,45.04,"Kontrol","TR71"]
["1SBL231001R8400","AFC26-30-00-84",1554,45.04,"Kontrol","TR71"]
["1SBL231201R8000","AFC26-40-00-80",2449,70.989999999999995,"Kontrol","TR71"]
["1SBL231201R8400","AFC26-40-00-84",2449,70.989999999999995,"Kontrol","TR71"]
["1SBL236001R2000","AF26Z-30-00-20 12-20VDC Contactor",2986,86.55,"Kontrol","TR71"]
["1SBL236001R2022","AF26Z-30-22-20 12-20VDC Contactor",4115,119.28,"Kontrol","TR71"]
["1SBL236001R2122","AF26Z-30-22-21 24-60V50/60HZ 20-60VDC Contactor",4115,119.28,"Kontrol","TR71"]
["1SBL236001R2200","AF26Z-30-00-22 48-130V50/60HZ-DC Contactor",2986,86.55,"Kontrol","TR71"]
["1SBL236001R2222","AF26Z-30-22-22 48-130V50/60HZ-DC Contactor",4115,119.28,"Kontrol","TR71"]
["1SBL236001R2300","AF26Z-30-00-23 100-250V50/60HZ-DC Contactor",2986,86.55,"Kontrol","TR71"]
["1SBL236001R2322","AF26Z-30-22-23 100-250V50/60HZ-DC Contactor",4115,119.28,"Kontrol","TR71"]
["1SBL236060R2100","AF26ZB-30-00RT-21 24-60V50/60HZ 20-60VDC Contactor",5810,168.41,"Kontrol","TR71"]
["1SBL236060R2200","AF26ZB-30-00RT-22 48-130V50/60HZ-DC Contactor",5810,168.41,"Kontrol","TR71"]
["1SBL236060R2300","AF26ZB-30-00RT-23 100-250V50/60HZ-DC Contactor",5810,168.41,"Kontrol","TR71"]
["1SBL236201R2000","AF26Z-40-00-20 12-20VDC Contactor",4098,118.78,"Kontrol","TR71"]
["1SBL236201R2100","AF26Z-40-00-21 24-60V50/60HZ 20-60VDC Contactor",4098,118.78,"Kontrol","TR71"]
["1SBL236201R2200","AF26Z-40-00-22 48-130V50/60HZ-DC Contactor",4098,118.78,"Kontrol","TR71"]
["1SBL236201R2300","AF26Z-40-00-23 100-250V50/60HZ-DC Contactor",4098,118.78,"Kontrol","TR71"]
["1SBL236501R2000","AF26Z-22-00-20 12-20VDC Contactor",4309,124.9,"Kontrol","TR71"]
["1SBL236501R2100","AF26Z-22-00-21 24-60V50/60HZ 20-60VDC Contactor",4309,124.9,"Kontrol","TR71"]
["1SBL236501R2200","AF26Z-22-00-22 48-130V50/60HZ-DC Contactor",4309,124.9,"Kontrol","TR71"]
["1SBL236501R2300","AF26Z-22-00-23 100-250V50/60HZ-DC Contactor",4309,124.9,"Kontrol","TR71"]
["1SBL237001R1122","AF26-30-22-11 24-60V50/60HZ 20-60VDC Contactor",2996,86.84,"Kontrol","TR71"]
["1SBL237001R1200","AF26-30-00-12 48-130V50/60HZ-DC Contactor",2306,66.84,"Kontrol","TR71"]
["1SBL237001R1222","AF26-30-22-12 48-130V50/60HZ-DC Contactor",2996,86.84,"Kontrol","TR71"]
["1SBL237001R1310",{"$f":"VLOOKUP(A857,'[2]ÜRÜN MD'!$A:$C,2,0)","v":"Kod yanlış"}]
["1SBL237001R1322","AF26-30-22-13 100-250V50/60HZ-DC Contactor",2996,86.84,"Kontrol","TR71"]
["1SBL237001R1400","AF26-30-00-14 250-500V50/60HZ-DC Contactor",2306,66.84,"Kontrol","TR71"]
["1SBL237001R1422","AF26-30-22-14 250-500V50/60HZ-DC Contactor",2996,86.84,"Kontrol","TR71"]
["1SBL237060R1400","AF26B-30-00RT-14 250-500V50/60HZ-DC Contactor",5810,168.41,"Kontrol","TR71"]
["1SBL237082R1322","AFS26-30-22-13 100-250V50/60HZ-DC",7145,207.1,"Kontrol","TR71"]
["1SBL241022R3610","UA26-30-10 190V 50Hz / 220V 60Hz",5216,151.19,"Kontrol","TR71"]
["1SBL241022R4210","UA26-30-10 230-240V 50Hz / 277V 60Hz",5216,151.19,"Kontrol","TR71"]
["1SBL241022R5110","UA26-30-10 400-415V 50Hz / 480V 60Hz",5216,151.19,"Kontrol","TR71"]
["1SBL241022R5510","UA26-30-10 500V 50Hz / 600V 60Hz",5216,151.19,"Kontrol","TR71"]
["1SBL241022R5810","UA26-30-10 660-690V 50Hz",5216,151.19,"Kontrol","TR71"]
["1SBL241022R7510","UA26-30-10 200V 50Hz / 200-220V 60Hz",5216,151.19,"Kontrol","TR71"]
["1SBL241022R8010","UA26-30-10 220-230V 50Hz / 230-240V 60Hz",5216,151.19,"Kontrol","TR71"]
["1SBL241022R8110","UA26-30-10 24V 50Hz / 24V 60Hz",5216,151.19,"Kontrol","TR71"]
["1SBL241022R8310","UA26-30-10 48V 50Hz / 48V 60Hz",5216,151.19,"Kontrol","TR71"]
["1SBL241022R8410","UA26-30-10 110V 50Hz / 110-120V 60Hz",5216,151.19,"Kontrol","TR71"]
["1SBL241022R8510","UA26-30-10 380-400V 50Hz / 400-415V 60Hz",5216,151.19,"Kontrol","TR71"]
["1SBL241022R8610","UA26-30-10 400-415V 50Hz / 415-440V 60Hz",5216,151.19,"Kontrol","TR71"]
["1SBL241022R8810","UA26-30-10 230-240V 50Hz / 240-260V 60Hz",5216,151.19,"Kontrol","TR71"]
["1SBL241022R8910","UA26-30-10 110-115V 50Hz / 115-127V 60Hz",5216,151.19,"Kontrol","TR71"]
["1SBL241510R8000","A26-22-00RT 220-230V50Hz 230-240V60Hz",6076,176.12,"Kontrol","TR71"]
["1SBL241510R8400","A26-22-00RT 110-120V60Hz 110V50Hz",6076,176.12,"Kontrol","TR71"]
["1SBL243061R5101","TAL26-30-01 17-32V DC",6332,183.54,"Kontrol","TR71"]
["1SBL243061R5110","TAL26-30-10 17-32V DC",6332,183.54,"Kontrol","TR71"]
["1SBL243260R5100","TAL26-40-00RT 17-32V DC",8380,242.9,"Kontrol","TR71"]
["1SBL243261R5100","TAL26-40-00 17-32V DC",7630,221.16,"Kontrol","TR71"]
["1SBL271001R8000","AFC30-30-00-80",2583,74.87,"Kontrol","TR71"]
["1SBL271001R8100","AFC30-30-00-81",3228,93.57,"Kontrol","TR71"]
["1SBL271001R8400","AFC30-30-00-84",2583,74.87,"Kontrol","TR71"]
["1SBL276001R2000","AF30Z-30-00-20 12-20VDC Contactor",4319,125.19,"Kontrol","TR71"]
["1SBL276001R2011","AF30Z-30-11-20 12-20VDC Contactor",5232,151.65,"Kontrol","TR71"]
["1SBL276001R2022","AF30Z-30-22-20 12-20VDC Contactor",5722,165.86,"Kontrol","TR71"]
["1SBL276001R2111","AF30Z-30-11-21 24-60V50/60HZ 20-60VDC Contactor",5232,151.65,"Kontrol","TR71"]
["1SBL276001R2122","AF30Z-30-22-21 24-60V50/60HZ 20-60VDC Contactor",5722,165.86,"Kontrol","TR71"]
["1SBL276001R2200","AF30Z-30-00-22 48-130V50/60HZ-DC Contactor",4319,125.19,"Kontrol","TR71"]
["1SBL276001R2211","AF30Z-30-11-22 48-130V50/60HZ-DC Contactor",5232,151.65,"Kontrol","TR71"]
["1SBL276001R2222","AF30Z-30-22-22 48-130V50/60HZ-DC Contactor",5722,165.86,"Kontrol","TR71"]
["1SBL276001R2300","AF30Z-30-00-23 100-250V50/60HZ-DC Contactor",4319,125.19,"Kontrol","TR71"]
["1SBL276001R2311","AF30Z-30-11-23 100-250V50/60HZ-DC Contactor",5232,151.65,"Kontrol","TR71"]
["1SBL276001R2322","AF30Z-30-22-23 100-250V50/60HZ-DC Contactor",5722,165.86,"Kontrol","TR71"]
["1SBL277001R1111","AF30-30-11-11 24-60V50/60HZ 20-60VDC Contactor",3572,103.54,"Kontrol","TR71"]
["1SBL277001R1211","AF30-30-11-12 48-130V50/60HZ-DC Contactor",3572,103.54,"Kontrol","TR71"]
["1SBL277001R1311","AF30-30-11-13 100-250V50/60HZ-DC Contactor",3572,103.54,"Kontrol","TR71"]
["1SBL277001R1411","AF30-30-11-14 250-500V50/60HZ-DC Contactor",3572,103.54,"Kontrol","TR71"]
["1SBL281022R3610","UA30-30-10 190V 50Hz / 220V 60Hz",7679,222.58,"Kontrol","TR71"]
["1SBL281022R4210","UA30-30-10 230-240V 50Hz / 277V 60Hz",7679,222.58,"Kontrol","TR71"]
["1SBL281022R5110","UA30-30-10 400-415V 50Hz / 480V 60Hz",7679,222.58,"Kontrol","TR71"]
["1SBL281022R5510","UA30-30-10 500V 50Hz / 600V 60Hz",7679,222.58,"Kontrol","TR71"]
["1SBL281022R5810","UA30-30-10 660-690V 50Hz",7679,222.58,"Kontrol","TR71"]
["1SBL281022R7510","UA30-30-10 200V 50Hz / 200-220V 60Hz",7679,222.58,"Kontrol","TR71"]
["1SBL281022R8010","UA30-30-10 220-230V 50Hz / 230-240V 60Hz",7679,222.58,"Kontrol","TR71"]
["1SBL281022R8110","UA30-30-10 24V 50Hz / 24V 60Hz",7679,222.58,"Kontrol","TR71"]
["1SBL281022R8310","UA30-30-10 48V 50Hz / 48V 60Hz",7679,222.58,"Kontrol","TR71"]
["1SBL281022R8410","UA30-30-10 110V 50Hz / 110-120V 60Hz",7679,222.58,"Kontrol","TR71"]
["1SBL281022R8510","UA30-30-10 380-400V 50Hz / 400-415V 60Hz",7679,222.58,"Kontrol","TR71"]
["1SBL281022R8610","UA30-30-10 400-415V 50Hz / 415-440V 60Hz",7679,222.58,"Kontrol","TR71"]
["1SBL281022R8810","UA30-30-10 230-240V 50Hz / 240-260V 60Hz",7679,222.58,"Kontrol","TR71"]
["1SBL281022R8910","UA30-30-10 110-115V 50Hz / 115-127V 60Hz",7679,222.58,"Kontrol","TR71"]
["1SBL281074R3601","AX32-30-01-36 220V60Hz 190V50Hz",2062,59.77,"Kontrol","TR71"]
["1SBL281074R3610","AX32-30-10-36 220V60Hz 190V50Hz",2062,59.77,"Kontrol","TR71"]
["1SBL281074R8001","AX32-30-01-80 220-230V50Hz 230-240V60Hz",2062,59.77,"Kontrol","TR71"]
["1SBL281074R8010","AX32-30-10-80 220-230V50Hz 230-240V60Hz",2062,59.77,"Kontrol","TR71"]
["1SBL281074R8101","AX32-30-01-81 24V50/60Hz",2062,59.77,"Kontrol","TR71"]
["1SBL281074R8110","AX32-30-10-81 24V50/60Hz",2062,59.77,"Kontrol","TR71"]
["1SBL281074R8301","AX32-30-01-83 48V50/60Hz",2062,59.77,"Kontrol","TR71"]
["1SBL281074R8310","AX32-30-10-83 48V50/60Hz",2062,59.77,"Kontrol","TR71"]
["1SBL281074R8401","AX32-30-01-84 110-120V60Hz 110V50Hz",2062,59.77,"Kontrol","TR71"]
["1SBL281074R8410","AX32-30-10-84 110-120V60Hz 110V50Hz",2062,59.77,"Kontrol","TR71"]
["1SBL281074R8501","AX32-30-01-85 380-400V50Hz 400-415V60Hz",2062,59.77,"Kontrol","TR71"]
["1SBL281074R8510","AX32-30-10-85 380-400V50Hz 400-415V60Hz",2062,59.77,"Kontrol","TR71"]
["1SBL281074R8601","AX32-30-01-86 400-415V50Hz 415-440V60Hz",2062,59.77,"Kontrol","TR71"]
["1SBL281074R8610","AX32-30-10-86 400-415V50Hz 415-440V60Hz",2062,59.77,"Kontrol","TR71"]
["1SBL281074R8801","AX32-30-01-88 230-240V50Hz 240-260V60Hz",2062,59.77,"Kontrol","TR71"]
["1SBL281074R8810","AX32-30-10-88 230-240V50Hz 240-260V60Hz",2062,59.77,"Kontrol","TR71"]
["1SBL283061R5101","TAL30-30-01 17-32V DC",9719,281.70999999999998,"Kontrol","TR71"]
["1SBL283061R5110","TAL30-30-10 17-32V DC",9719,281.70999999999998,"Kontrol","TR71"]
["1SBL296061R2100","AF38ZB-30-00-21 24-60V50/60HZ 20-60VDC Contactor",10497,304.26,"Kontrol","TR71"]
["1SBL296061R2200","AF38ZB-30-00-22 48-130V50/60HZ-DC Contactor",10497,304.26,"Kontrol","TR71"]
["1SBL296061R2300","AF38ZB-30-00-23 100-250V50/60HZ-DC Contactor",10497,304.26,"Kontrol","TR71"]
["1SBL296560R2100","AF38ZB-22-00RT-21 24-60V50/60HZ 20-60VDC Contactor",13505,391.45,"Kontrol","TR71"]
["1SBL296560R2200","AF38ZB-22-00RT-22 48-130V50/60HZ-DC Contactor",13505,391.45,"Kontrol","TR71"]
["1SBL296560R2300","AF38ZB-22-00RT-23 100-250V50/60HZ-DC Contactor",13505,391.45,"Kontrol","TR71"]
["1SBL297001R1111","AF38-30-11-11 24-60V50/60HZ 20-60VDC Contactor",5015,145.36000000000001,"Kontrol","TR71"]
["1SBL297001R1200","AF38-30-00-12 48-130V50/60HZ-DC Contactor",4457,129.19,"Kontrol","TR71"]
["1SBL297001R1211","AF38-30-11-12 48-130V50/60HZ-DC Contactor",5015,145.36000000000001,"Kontrol","TR71"]
["1SBL297001R1311","AF38-30-11-13 100-250V50/60HZ-DC Contactor",5015,145.36000000000001,"Kontrol","TR71"]
["1SBL297001R1400","AF38-30-00-14 250-500V50/60HZ-DC Contactor",4457,129.19,"Kontrol","TR71"]
["1SBL297001R1411","AF38-30-11-14 250-500V50/60HZ-DC Contactor",5015,145.36000000000001,"Kontrol","TR71"]
["1SBL297061R1400","AF38B-30-00-14 250-500V50/60HZ-DC Contactor",10497,304.26,"Kontrol","TR71"]
["1SBL297082R1322","AFS38-30-22-13 100-250V50/60HZ-DC",10551,305.83,"Kontrol","TR71"]
["1SBL297560R1400","AF38B-22-00RT-14 250-500V50/60HZ-DC Contactor",13505,391.45,"Kontrol","TR71"]
["1SBL321074R2610","AX40-30-10-26 110-127V60HZ/105V50HZ Contactor",2868,83.13,"Kontrol","TR71"]
["1SBL337562R9001","AF45-22-00RT 20-60VDC M5 CT2015022",22768,659.94,"Kontrol","TR71"]
["1SBL341001R8400","AFC40-30-00-84",3280,95.07,"Kontrol","TR71"]
["1SBL341201R8000","AFC40-40-00-80",7929,229.83,"Kontrol","TR71"]
["1SBL341201R8400","AFC40-40-00-84",7929,229.83,"Kontrol","TR71"]
["1SBL347001R1200","AF40-30-00-12 48-130V50/60HZ-DC Contactor",6200,179.71,"Kontrol","TR71"]
["1SBL347001R1222","AF40-30-22-12 48-130V50/60HZ-DC Contactor",7307,211.8,"Kontrol","TR71"]
["1SBL347001R1300","AF40-30-00-13 100-250V50/60HZ-DC Contactor",6200,179.71,"Kontrol","TR71"]
["1SBL347001R1322","AF40-30-22-13 100-250V50/60HZ-DC Contactor",7307,211.8,"Kontrol","TR71"]
["1SBL347001R1400","AF40-30-00-14 250-500V50/60HZ-DC Contactor",6200,179.71,"Kontrol","TR71"]
["1SBL347001R1422","AF40-30-22-14 250-500V50/60HZ-DC Contactor",7307,211.8,"Kontrol","TR71"]
["1SBL347201R1200","AF40-40-00-12 48-130V50/60HZ-DC Contactor",10944,317.22000000000003,"Kontrol","TR71"]
["1SBL347201R1400","AF40-40-00-14 250-500V50/60HZ-DC Contactor",10944,317.22000000000003,"Kontrol","TR71"]
["1SBL351010R8000","A50-30-00RT 220-230V50Hz 230-240V60Hz",8617,249.77,"Kontrol","TR71"]
["1SBL351010R8100","A50-30-00RT 24V50/60Hz",8617,249.77,"Kontrol","TR71"]
["1SBL351010R8400","A50-30-00RT 110-120V60Hz 110V50Hz",8617,249.77,"Kontrol","TR71"]
["1SBL351010R8500","A50-30-00RT 380-400V50Hz 400-415V60Hz",8617,249.77,"Kontrol","TR71"]
["1SBL351022R8022","UA50-30-22 220-230V 50Hz / 230-240V 60Hz",12382,358.9,"Kontrol","TR71"]
["1SBL351022R8822","UA50-30-22 230-240V 50Hz / 240-260V 60Hz",12382,358.9,"Kontrol","TR71"]
["1SBL351074R3600","AX50-30-00-36 220V60Hz 190V50Hz",4363,126.46,"Kontrol","TR71"]
["1SBL351074R3611","AX50-30-11-36 220V60Hz 190V50Hz",4363,126.46,"Kontrol","TR71"]
["1SBL351074R8000","AX50-30-00-80 220-230V50Hz 230-240V60Hz",4363,126.46,"Kontrol","TR71"]
["1SBL351074R8011","AX50-30-11-80 220-230V50Hz 230-240V60Hz",4363,126.46,"Kontrol","TR71"]
["1SBL351074R8100","AX50-30-00-81 24V50/60Hz",4363,126.46,"Kontrol","TR71"]
["1SBL351074R8111","AX50-30-11-81 24V50/60Hz",4363,126.46,"Kontrol","TR71"]
["1SBL351074R8300","AX50-30-00-83 48V50/60Hz",4363,126.46,"Kontrol","TR71"]
["1SBL351074R8311","AX50-30-11-83 48V50/60Hz",4363,126.46,"Kontrol","TR71"]
["1SBL351074R8400","AX50-30-00-84 110-120V60Hz 110V50Hz",4363,126.46,"Kontrol","TR71"]
["1SBL351074R8411","AX50-30-11-84 110-120V60Hz 110V50Hz",4363,126.46,"Kontrol","TR71"]
["1SBL351074R8500","AX50-30-00-85 380-400V50Hz 400-415V60Hz",4363,126.46,"Kontrol","TR71"]
["1SBL351074R8511","AX50-30-11-85 380-400V50Hz 400-415V60Hz",4363,126.46,"Kontrol","TR71"]
["1SBL351074R8600","AX50-30-00-86 400-415V50Hz 415-440V60Hz",4363,126.46,"Kontrol","TR71"]
["1SBL351074R8611","AX50-30-11-86 400-415V50Hz 415-440V60Hz",4363,126.46,"Kontrol","TR71"]
["1SBL351074R8800","AX50-30-00-88 230-240V50Hz 240-260V60Hz",4363,126.46,"Kontrol","TR71"]
["1SBL351074R8811","AX50-30-11-88 230-240V50Hz 240-260V60Hz",4363,126.46,"Kontrol","TR71"]
["1SBL357010R6900","AF50-30-00RT 48-130V 50Hz / 48-130V 60Hz / 48-130V DC",17266,500.46,"Kontrol","TR71"]
["1SBL357010R7000","AF50-30-00RT 100-250V 50Hz / 100-250V 60Hz / 100-250V DC",17266,500.46,"Kontrol","TR71"]
["1SBL357010R7200","AF50-30-00RT 20-60V DC",17266,500.46,"Kontrol","TR71"]
["1SBL361001R8000","AFC52-30-00-80",7840,227.25,"Kontrol","TR71"]
["1SBL361001R8100","AFC52-30-00-81",7840,227.25,"Kontrol","TR71"]
["1SBL361001R8111","AFC52-30-11-81",6650,192.75,"Kontrol","TR71"]
["1SBL361001R8400","AFC52-30-00-84",7840,227.25,"Kontrol","TR71"]
["1SBL361001R8500","AFC52-30-00-85",7840,227.25,"Kontrol","TR71"]
["1SBL367001R1100","AF52-30-00-11 24-60V50/60HZ 20-60VDC Contactor",7840,227.25,"Kontrol","TR71"]
["1SBL367001R1200","AF52-30-00-12 48-130V50/60HZ-DC Contactor",7840,227.25,"Kontrol","TR71"]
["1SBL367001R1300","AF52-30-00-13 100-250V50/60HZ-DC Contactor",7840,227.25,"Kontrol","TR71"]
["1SBL367001R1400","AF52-30-00-14 250-500V50/60HZ-DC Contactor",7840,227.25,"Kontrol","TR71"]
["1SBL371022R3600","UA63-30-00 190V 50Hz / 220V 60Hz",15211,440.9,"Kontrol","TR71"]
["1SBL371022R4200","UA63-30-00 230-240V 50Hz / 277V 60Hz",15211,440.9,"Kontrol","TR71"]
["1SBL371022R5100","UA63-30-00 400-415V 50Hz / 480V 60Hz",15211,440.9,"Kontrol","TR71"]
["1SBL371022R5500","UA63-30-00 500V 50Hz / 600V 60Hz",15211,440.9,"Kontrol","TR71"]
["1SBL371022R5800","UA63-30-00 660-690V 50Hz",15211,440.9,"Kontrol","TR71"]
["1SBL371022R7500","UA63-30-00 200V 50Hz / 200-220V 60Hz",15211,440.9,"Kontrol","TR71"]
["1SBL371022R8000","UA63-30-00 220-230V 50Hz / 230-240V 60Hz",15211,440.9,"Kontrol","TR71"]
["1SBL371022R8022","UA63-30-22 220-230V 50Hz / 230-240V 60Hz",16261,471.33,"Kontrol","TR71"]
["1SBL371022R8100","UA63-30-00 24V 50Hz / 24V 60Hz",15211,440.9,"Kontrol","TR71"]
["1SBL371022R8300","UA63-30-00 48V 50Hz / 48V 60Hz",15211,440.9,"Kontrol","TR71"]
["1SBL371022R8400","UA63-30-00 110V 50Hz / 110-120V 60Hz",15211,440.9,"Kontrol","TR71"]
["1SBL371022R8422","UA63-30-22 110V 50Hz / 110-120V 60Hz",16261,471.33,"Kontrol","TR71"]
["1SBL371022R8500","UA63-30-00 380-400V 50Hz / 400-415V 60Hz",15211,440.9,"Kontrol","TR71"]
["1SBL371022R8600","UA63-30-00 400-415V 50Hz / 415-440V 60Hz",15211,440.9,"Kontrol","TR71"]
["1SBL371022R8800","UA63-30-00 230-240V 50Hz / 240-260V 60Hz",15211,440.9,"Kontrol","TR71"]
["1SBL371022R8900","UA63-30-00 110-115V 50Hz / 115-127V 60Hz",15211,440.9,"Kontrol","TR71"]
["1SBL377001R6911","AF63-30-11 48-130V 50Hz / 48-130V 60Hz / 48-130V DC",19128,554.42999999999995,"Kontrol","TR71"]
["1SBL377001R7011","AF63-30-11 100-250V 50Hz / 100-250V 60Hz / 100-250V DC",19128,554.42999999999995,"Kontrol","TR71"]
["1SBL377001R7211","AF63-30-11 20-60V DC",19128,554.42999999999995,"Kontrol","TR71"]
["1SBL381001R8011","AFC65-30-11-80",7145,207.1,"Kontrol","TR71"]
["1SBL381001R8111","AFC65-30-11-81",8899,257.94,"Kontrol","TR71"]
["1SBL381001R8411","AFC65-30-11-84",7145,207.1,"Kontrol","TR71"]
["1SBL387001R1211","AF65-30-11-12 48-130V50/60HZ-DC Contactor",10814,313.45,"Kontrol","TR71"]
["1SBL387001R1411","AF65-30-11-14 250-500V50/60HZ-DC Contactor",10814,313.45,"Kontrol","TR71"]
["1SBL387082R1322","AFS65-30-22-13 100-250V50/60HZ-DC",15814,458.38,"Kontrol","TR71"]
["1SBL391201R8000","AFC80-40-00-80",10586,306.83999999999997,"Kontrol","TR71"]
["1SBL391201R8400","AFC80-40-00-84",10586,306.83999999999997,"Kontrol","TR71"]
["1SBL397001R1211","AF80-30-11-12 48-130V50/60HZ-DC Contactor",12658,366.9,"Kontrol","TR71"]
["1SBL397001R1411","AF80-30-11-14 250-500V50/60HZ-DC Contactor",12658,366.9,"Kontrol","TR71"]
["1SBL401001R8111","AFC96-30-11-81",13553,392.84,"Kontrol","TR71"]
["1SBL407001R1211","AF96-30-11-12 48-130V50/60HZ-DC Contactor",15485,448.84,"Kontrol","TR71"]
["1SBL407001R1411","AF96-30-11-14 250-500V50/60HZ-DC Contactor",15485,448.84,"Kontrol","TR71"]
["1SBL407082R1122","AFS96-30-22-11 24-60V50/60HZ 20-60VDC",26975,781.88,"Kontrol","TR71"]
["1SBL411010R8000","A75-30-00RT 220-230V50Hz 230-240V60Hz",13558,392.99,"Kontrol","TR71"]
["1SBL411010R8400","A75-30-00RT 110-120V60Hz 110V50Hz",13558,392.99,"Kontrol","TR71"]
["1SBL411010R8500","A75-30-00RT 380-400V50Hz 400-415V60Hz",13558,392.99,"Kontrol","TR71"]
["1SBL411010R8600","A75-30-00RT 400-415V50Hz 415-440V60Hz",13558,392.99,"Kontrol","TR71"]
["1SBL417001R6900","AF75-30-00 48-130V 50Hz / 48-130V 60Hz / 48-130V DC",20737,601.07000000000005,"Kontrol","TR71"]
["1SBL417001R7000","AF75-30-00 100-250V 50Hz / 100-250V 60Hz / 100-250V DC",20737,601.07000000000005,"Kontrol","TR71"]
["1SBL417001R7200","AF75-30-00 20-60V DC",20737,601.07000000000005,"Kontrol","TR71"]
["1SBL417201R6900","AF75-40-00 48-130V 50Hz / 48-130V 60Hz / 48-130V DC",22323,647.04,"Kontrol","TR71"]
["1SBL417201R7000","AF75-40-00 100-250V 50Hz / 100-250V 60Hz / 100-250V DC",22323,647.04,"Kontrol","TR71"]
["1SBL417201R7200","AF75-40-00 20-60V DC",22323,647.04,"Kontrol","TR71"]
["1SBL417210R6900","AF75-40-00RT 48-130V 50Hz / 48-130V 60Hz / 48-130V DC",24541,711.33,"Kontrol","TR71"]
["1SBL417210R7000","AF75-40-00RT 100-250V 50Hz / 100-250V 60Hz / 100-250V DC",24541,711.33,"Kontrol","TR71"]
["1SBL417210R7200","AF75-40-00RT 20-60V DC",24541,711.33,"Kontrol","TR71"]
["1SBL419060R5100","TAE75-30-00RT 17-32V DC",20213,585.88,"Kontrol","TR71"]
["1SBL419060R5200","TAE75-30-00RT 25-45V DC",20213,585.88,"Kontrol","TR71"]
["1SBL419060R5900","TAE75-30-00RT 55-96 V DC",20213,585.88,"Kontrol","TR71"]
["1SBL419060R6200","TAE75-30-00RT 77-143V DC",20213,585.88,"Kontrol","TR71"]
["1SBL419061R5100","TAE75-30-00 17-32V DC",18390,533.04,"Kontrol","TR71"]
["1SBL419061R5111","TAE75-30-11 17-32V DC",18832,545.86,"Kontrol","TR71"]
["1SBL419061R5200","TAE75-30-00 25-45V DC",18390,533.04,"Kontrol","TR71"]
["1SBL419061R5211","TAE75-30-11 25-45V DC",18832,545.86,"Kontrol","TR71"]
["1SBL419061R5400","TAE75-30-00 36-65V DC",18390,533.04,"Kontrol","TR71"]
["1SBL419061R5511","TAE75-30-11 50-90V DC",18832,545.86,"Kontrol","TR71"]
["1SBL419061R5800","TAE75-30-00 42-78V DC",18390,533.04,"Kontrol","TR71"]
["1SBL419061R6200","TAE75-30-00 77-143V DC",18390,533.04,"Kontrol","TR71"]
["1SBL419061R6211","TAE75-30-11 77-143V DC",18832,545.86,"Kontrol","TR71"]
["1SBL419061R6600","TAE75-30-00 90-150V DC",18390,533.04,"Kontrol","TR71"]
["1SBL419061R6611","TAE75-30-11 90-150V DC",18832,545.86,"Kontrol","TR71"]
["1SBL419061R6800","TAE75-30-00 152-264V DC",18390,533.04,"Kontrol","TR71"]
["1SBL419061R6811","TAE75-30-11 152-264V DC",18832,545.86,"Kontrol","TR71"]
["1SBL891074R3601","AX06-30-01-36 220V60Hz 190V50Hz",803,23.28,"Kontrol","TR71"]
["1SBL891074R3610","AX06-30-10-36 220V60Hz 190V50Hz",803,23.28,"Kontrol","TR71"]
["1SBL891074R8001","AX06-30-01-80 220-230V50Hz 230-240V60Hz",803,23.28,"Kontrol","TR71"]
["1SBL891074R8010","AX06-30-10-80 220-230V50Hz 230-240V60Hz",803,23.28,"Kontrol","TR71"]
["1SBL891074R8101","AX06-30-01-81 24V50/60Hz",803,23.28,"Kontrol","TR71"]
["1SBL891074R8110","AX06-30-10-81 24V50/60Hz",803,23.28,"Kontrol","TR71"]
["1SBL891074R8301","AX06-30-01-83 48V50/60Hz",803,23.28,"Kontrol","TR71"]
["1SBL891074R8310","AX06-30-10-83 48V50/60Hz",803,23.28,"Kontrol","TR71"]
["1SBL891074R8401","AX06-30-01-84 110-120V60Hz 110V50Hz",803,23.28,"Kontrol","TR71"]
["1SBL891074R8410","AX06-30-10-84 110-120V60Hz 110V50Hz",803,23.28,"Kontrol","TR71"]
["1SBL891074R8501","AX06-30-01-85 380-400V50Hz 400-415V60Hz",803,23.28,"Kontrol","TR71"]
["1SBL891074R8510","AX06-30-10-85 380-400V50Hz 400-415V60Hz",803,23.28,"Kontrol","TR71"]
["1SBL891074R8601","AX06-30-01-86 400-415V50Hz 415-440V60Hz",803,23.28,"Kontrol","TR71"]
["1SBL891074R8610","AX06-30-10-86 400-415V50Hz 415-440V60Hz",803,23.28,"Kontrol","TR71"]
["1SBL891074R8801","AX06-30-01-88 230-240V50Hz 240-260V60Hz",803,23.28,"Kontrol","TR71"]
["1SBL891074R8810","AX06-30-10-88 230-240V50Hz 240-260V60Hz",803,23.28,"Kontrol","TR71"]
["1SBL901074R3601","AX09-30-01-36 220V60Hz 190V50Hz",803,23.28,"Kontrol","TR71"]
["1SBL901074R3610","AX09-30-10-36 220V60Hz 190V50Hz",803,23.28,"Kontrol","TR71"]
["1SBL901074R8001","AX09-30-01-80 220-230V50Hz 230-240V60Hz",803,23.28,"Kontrol","TR71"]
["1SBL901074R8010","AX09-30-10-80 220-230V50Hz 230-240V60Hz",803,23.28,"Kontrol","TR71"]
["1SBL901074R8101","AX09-30-01-81 24V50/60Hz",803,23.28,"Kontrol","TR71"]
["1SBL901074R8110","AX09-30-10-81 24V50/60Hz",803,23.28,"Kontrol","TR71"]
["1SBL901074R8301","AX09-30-01-83 48V50/60Hz",803,23.28,"Kontrol","TR71"]
["1SBL901074R8310","AX09-30-10-83 48V50/60Hz",803,23.28,"Kontrol","TR71"]
["1SBL901074R8401","AX09-30-01-84 110-120V60Hz 110V50Hz",803,23.28,"Kontrol","TR71"]
["1SBL901074R8410","AX09-30-10-84 110-120V60Hz 110V50Hz",803,23.28,"Kontrol","TR71"]
["1SBL901074R8501","AX09-30-01-85 380-400V50Hz 400-415V60Hz",803,23.28,"Kontrol","TR71"]
["1SBL901074R8510","AX09-30-10-85 380-400V50Hz 400-415V60Hz",803,23.28,"Kontrol","TR71"]
["1SBL901074R8601","AX09-30-01-86 400-415V50Hz 415-440V60Hz",803,23.28,"Kontrol","TR71"]
["1SBL901074R8610","AX09-30-10-86 400-415V50Hz 415-440V60Hz",803,23.28,"Kontrol","TR71"]
["1SBL901074R8801","AX09-30-01-88 230-240V50Hz 240-260V60Hz",803,23.28,"Kontrol","TR71"]
["1SBL901074R8810","AX09-30-10-88 230-240V50Hz 240-260V60Hz",803,23.28,"Kontrol","TR71"]
["1SBL921074R3601","AX18-30-01-36 220V60Hz 190V50Hz",981,28.43,"Kontrol","TR71"]
["1SBL921074R3610","AX18-30-10-36 220V60Hz 190V50Hz",981,28.43,"Kontrol","TR71"]
["1SBL921074R8001","AX18-30-01-80 220-230V50Hz 230-240V60Hz",981,28.43,"Kontrol","TR71"]
["1SBL921074R8010","AX18-30-10-80 220-230V50Hz 230-240V60Hz",981,28.43,"Kontrol","TR71"]
["1SBL921074R8101","AX18-30-01-81 24V50/60Hz",981,28.43,"Kontrol","TR71"]
["1SBL921074R8110","AX18-30-10-81 24V50/60Hz",981,28.43,"Kontrol","TR71"]
["1SBL921074R8301","AX18-30-01-83 48V50/60Hz",981,28.43,"Kontrol","TR71"]
["1SBL921074R8310","AX18-30-10-83 48V50/60Hz",981,28.43,"Kontrol","TR71"]
["1SBL921074R8401","AX18-30-01-84 110-120V60Hz 110V50Hz",981,28.43,"Kontrol","TR71"]
["1SBL921074R8410","AX18-30-10-84 110-120V60Hz 110V50Hz",981,28.43,"Kontrol","TR71"]
["1SBL921074R8501","AX18-30-01-85 380-400V50Hz 400-415V60Hz",981,28.43,"Kontrol","TR71"]
["1SBL921074R8510","AX18-30-10-85 380-400V50Hz 400-415V60Hz",981,28.43,"Kontrol","TR71"]
["1SBL921074R8601","AX18-30-01-86 400-415V50Hz 415-440V60Hz",981,28.43,"Kontrol","TR71"]
["1SBL921074R8610","AX18-30-10-86 400-415V50Hz 415-440V60Hz",981,28.43,"Kontrol","TR71"]
["1SBL921074R8801","AX18-30-01-88 230-240V50Hz 240-260V60Hz",981,28.43,"Kontrol","TR71"]
["1SBL921074R8810","AX18-30-10-88 230-240V50Hz 240-260V60Hz",981,28.43,"Kontrol","TR71"]
["1SBL931074R3601","AX25-30-01-36 220V60Hz 190V50Hz",1255,36.380000000000003,"Kontrol","TR71"]
["1SBL931074R3610","AX25-30-10-36 220V60Hz 190V50Hz",1255,36.380000000000003,"Kontrol","TR71"]
["1SBL931074R8001","AX25-30-01-80 220-230V50Hz 230-240V60Hz",1255,36.380000000000003,"Kontrol","TR71"]
["1SBL931074R8010","AX25-30-10-80 220-230V50Hz 230-240V60Hz",1255,36.380000000000003,"Kontrol","TR71"]
["1SBL931074R8101","AX25-30-01-81 24V50/60Hz",1255,36.380000000000003,"Kontrol","TR71"]
["1SBL931074R8110","AX25-30-10-81 24V50/60Hz",1255,36.380000000000003,"Kontrol","TR71"]
["1SBL931074R8301","AX25-30-01-83 48V50/60Hz",1255,36.380000000000003,"Kontrol","TR71"]
["1SBL931074R8310","AX25-30-10-83 48V50/60Hz",1255,36.380000000000003,"Kontrol","TR71"]
["1SBL931074R8401","AX25-30-01-84 110-120V60Hz 110V50Hz",1255,36.380000000000003,"Kontrol","TR71"]
["1SBL931074R8410","AX25-30-10-84 110-120V60Hz 110V50Hz",1255,36.380000000000003,"Kontrol","TR71"]
["1SBL931074R8501","AX25-30-01-85 380-400V50Hz 400-415V60Hz",1255,36.380000000000003,"Kontrol","TR71"]
["1SBL931074R8510","AX25-30-10-85 380-400V50Hz 400-415V60Hz",1255,36.380000000000003,"Kontrol","TR71"]
["1SBL931074R8601","AX25-30-01-86 400-415V50Hz 415-440V60Hz",1255,36.380000000000003,"Kontrol","TR71"]
["1SBL931074R8610","AX25-30-10-86 400-415V50Hz 415-440V60Hz",1255,36.380000000000003,"Kontrol","TR71"]
["1SBL931074R8801","AX25-30-01-88 230-240V50Hz 240-260V60Hz",1255,36.380000000000003,"Kontrol","TR71"]
["1SBL931074R8810","AX25-30-10-88 230-240V50Hz 240-260V60Hz",1255,36.380000000000003,"Kontrol","TR71"]
["1SBN010013R1001","CB5-01",1076,31.19,"Kontrol","TR71"]
["1SBN010013R1010","CB5-10",1076,31.19,"Kontrol","TR71"]
["1SBN010020W1011","CAL5-11",720,20.87,"Kontrol","TR71"]
["1SBN010040R1004","CA5-04E",635,18.41,"Kontrol","TR71"]
["1SBN010040R1018","CA5-11/11E",1173,34,"Kontrol","TR71"]
["1SBN010040R1022","CA5-22E",635,18.41,"Kontrol","TR71"]
["1SBN010040R1031","CA5-31E",616,17.86,"Kontrol","TR71"]
["1SBN010040R1040","CA5-40E",616,17.86,"Kontrol","TR71"]
["1SBN010040R1122","CA5-22M",1026,29.74,"Kontrol","TR71"]
["1SBN010040R1131","CA5-31M",1026,29.74,"Kontrol","TR71"]
["1SBN010040R1204","CA5-04N",1076,31.19,"Kontrol","TR71"]
["1SBN010040R1222","CA5-22N",1076,31.19,"Kontrol","TR71"]
["1SBN010040R1240","CA5-40N",1076,31.19,"Kontrol","TR71"]
["1SBN010111R1001","CC4-01 Lagging Auxiliary Contact Block",733,21.25,"Kontrol","TR71"]
["1SBN010111R1010","CC4-10 Leading Auxiliary Contact Block",733,21.25,"Kontrol","TR71"]
["1SBN010120T1011","CAL4-11-T Auxiliary Contact Block",557,16.14,"Kontrol","TR71"]
["1SBN010129R1011","CAL4-11RT Auxiliary Contact Block",722,20.93,"Kontrol","TR71"]
["1SBN010130R1011","CAL4-11S Auxiliary Contact Block",534,15.48,"Kontrol","TR71"]
["1SBN010146R1022","CA4-22EK",1799,52.14,"Kontrol","TR71"]
["1SBN010146R1031","CA4-31EK",null,52.14,"Kontrol","TR71"]
["1SBN010146R1040","CA4-40EK",null,52.14,"Kontrol","TR71"]
["1SBN010146R1131","CA4-31MK",null,52.14,"Kontrol","TR71"]
["1SBN010146R1231","CA4-31NK",null,52.14,"Kontrol","TR71"]
["1SBN010146R1240","CA4-40NK",null,52.14,"Kontrol","TR71"]
["1SBN010153R1011","CAT4-11ES Auxiliary Contact / Coil Terminal Block",502,14.55,"Kontrol","TR71"]
["1SBN010153R1111","CAT4-11MS Auxiliary Contact / Coil Terminal Block",502,14.55,"Kontrol","TR71"]
["1SBN010153R1311","CAT4-11US Auxiliary Contact / Coil Terminal Block",502,14.55,"Kontrol","TR71"]
["1SBN010154R1011","CAT4-11ERT Auxiliary Contact Block",769,22.29,"Kontrol","TR71"]
["1SBN010154R1111","CAT4-11MRT Auxiliary Contact Block",769,22.29,"Kontrol","TR71"]
["1SBN010155R1011","CA4-11ERT Auxiliary Contact Block",635,18.41,"Kontrol","TR71"]
["1SBN010155R1111","CA4-11MRT Auxiliary Contact Block",635,18.41,"Kontrol","TR71"]
["1SBN010160R1001","CA4-01K",null,13.22,"Kontrol","TR71"]
["1SBN010160R1010","CA4-10K",null,13.22,"Kontrol","TR71"]
["1SBN010160T1001","CA4-01K-T",null,13.22,"Kontrol","TR71"]
["1SBN010160T1010","CA4-10K-T",null,13.22,"Kontrol","TR71"]
["1SBN011010M1001","AUX. CONTACT BLOCK CA3-01",187,5.42,"Kontrol","TR71"]
["1SBN011010M1010","AUX. CONTACT BLOCK CA3-10",187,5.42,"Kontrol","TR71"]
["1SBN011019T1001","AUX. CONTACT BLOCK CA3-01S",238,6.9,"Kontrol","TR71"]
["1SBN011019T1010","AUX. CONTACT BLOCK CA3-10S",238,6.9,"Kontrol","TR71"]
["1SBN019010R1001","CA5X-01",187,5.42,"Kontrol","TR71"]
["1SBN019010R1010","CA5X-10",196,5.68,"Kontrol","TR71"]
["1SBN030100R1000","VM5-1",1131,32.78,"Kontrol","TR71"]
["1SBN030110R1000","VE5-1",1509,43.74,"Kontrol","TR71"]
["1SBN030113R1000","VEM4K",990,28.7,"Kontrol","TR71"]
["1SBN030210R1000","VE5-2",1741,50.46,"Kontrol","TR71"]
["1SBN050010R1001","RV5/133",1339,38.81,"Kontrol","TR71"]
["1SBN050010R1003","RV5/440",1339,38.81,"Kontrol","TR71"]
["1SBN050020R1000","RT5/32",1906,55.25,"Kontrol","TR71"]
["1SBN050020R1001","RT5/65",1906,55.25,"Kontrol","TR71"]
["1SBN050020R1002","RT5/90",1906,55.25,"Kontrol","TR71"]
["1SBN050020R1003","RT5/150",1906,55.25,"Kontrol","TR71"]
["1SBN050020R1004","RT5/264",1906,55.25,"Kontrol","TR71"]
["1SBN050100R1000","RC5-1/50",1339,38.81,"Kontrol","TR71"]
["1SBN050100R1001","RC5-1/133",1339,38.81,"Kontrol","TR71"]
["1SBN050100R1002","RC5-1/250",1339,38.81,"Kontrol","TR71"]
["1SBN050100R1003","RC5-1/440",1339,38.81,"Kontrol","TR71"]
["1SBN050200R1000","RC5-2/50",1339,38.81,"Kontrol","TR71"]
["1SBN050200R1001","RC5-2/133",1339,38.81,"Kontrol","TR71"]
["1SBN050200R1002","RC5-2/250",1339,38.81,"Kontrol","TR71"]
["1SBN050200R1003","RC5-2/440",1339,38.81,"Kontrol","TR71"]
["1SBN060300R1000","RA5-1",4002,116,"Kontrol","TR71"]
["1SBN060300T1000","RA5-1 (EMB x 1°0)",4002,116,"Kontrol","TR71"]
["1SBN070156T1000","LDC4 Additional Coil Terminal Block",132,3.83,"Kontrol","TR71"]
["1SBN070159T1000","LDC4K",null,9.65,"Kontrol","TR71"]
["1SBN071305R1000","LF16-4 Connecting Strip",760,22.03,"Kontrol","TR71"]
["1SBN071306R1000","LG16-4 Connecting Strip",760,22.03,"Kontrol","TR71"]
["1SBN072303T1000","LY38-4 Connecting Strip",516,14.96,"Kontrol","TR71"]
["1SBN072304R1000","LH38-4 Connecting Strip",480,13.91,"Kontrol","TR71"]
["1SBN072305R1000","LF38-4 Connecting Strip",1123,32.549999999999997,"Kontrol","TR71"]
["1SBN072308R1000","LD38-4 Additional Terminal Block",733,21.25,"Kontrol","TR71"]
["1SBN072808R1000","LD40",981,28.43,"Kontrol","TR71"]
["1SBN073205R1000","LF40",1294,37.51,"Kontrol","TR71"]
["1SBN073508R1000","LD75",1179,34.17,"Kontrol","TR71"]
["1SBN073552R1002","LK75-F",518,15.01,"Kontrol","TR71"]
["1SBN081020R1000","BEA16-3U Connecting Link with Manual Motor Starter",635,18.41,"Kontrol","TR71"]
["1SBN081406R1000","BEA16/116",530,15.36,"Kontrol","TR71"]
["1SBN081406R1002","BEA16/325AL",1023,29.65,"Kontrol","TR71"]
["1SBN081406R1003","BEA16/116AL",638,18.489999999999998,"Kontrol","TR71"]
["1SBN081413R2000","BEY 16-2",1435,41.59,"Kontrol","TR71"]
["1SBN081413R2001","BEY 16V-2",1435,41.59,"Kontrol","TR71"]
["1SBN082406R1000","BEA26/116                     ",722,20.93,"Kontrol","TR71"]
["1SBN082406R1001","BEA26/325                     ",981,28.43,"Kontrol","TR71"]
["1SBN082411R1000","BER 40V",1512,43.83,"Kontrol","TR71"]
["1SBN082411R1001","BER 40",1512,43.83,"Kontrol","TR71"]
["1SBN082413R2000","BEY 26-2",2390,69.28,"Kontrol","TR71"]
["1SBN082813R2000","BEY 40-2",2390,69.28,"Kontrol","TR71"]
["1SBN083504R1000","BES75-30",2146,62.2,"Kontrol","TR71"]
["1SBN101337R1000","FR16AF-12 EMPTY ENCLOSURE FOR DOL STARTER",2069,59.97,"Kontrol","TR71"]
["1SBN101338R1000","FR16AF-12U EMPTY ENCLOSURE FOR DOL STARTER",2069,59.97,"Kontrol","TR71"]
["1SBN110000R1000","BA5-50",2235,64.78,"Kontrol","TR71"]
["1SBN110108T1000","BX4 Protective Cover",149,4.32,"Kontrol","TR71"]
["1SBN110122T1000","BDT4 Test Block",434,12.58,"Kontrol","TR71"]
["1SBN111020R1000","MECHANICAL LINK BB3",616,17.86,"Kontrol","TR71"]
["1SBN113405R1000","BPR65-4 35 mm Rail Hook",714,20.7,"Kontrol","TR71"]
["1SBN123902R1000","LT80-40 Terminal Shroud",225,6.52,"Kontrol","TR71"]
["1SBN153590R6206","ZAE75 77-143V DC",2683,77.77,"Servis","TR73"]
["1SBN163503R1000","ZL50",4798,139.07,"Servis","TR73"]
["1SBN163703R1000","ZL63",5023,145.59,"Servis","TR73"]
["1SBV001101R1823","IPM1Y",2951,85.54,"Kontrol","TR71"]
["1SBV001102R1823","IPM1G",2951,85.54,"Kontrol","TR71"]
["1SBV001103R1823","IPM1B",2951,85.54,"Kontrol","TR71"]
["1SBV001104R1823","IPM1R",2951,85.54,"Kontrol","TR71"]
["1SBV001105R1823","IPM2Y",2951,85.54,"Kontrol","TR71"]
["1SBV001106R1823","IPM2G",2951,85.54,"Kontrol","TR71"]
["1SBV001107R1823","IPM2B",2951,85.54,"Kontrol","TR71"]
["1SBV001108R1823","IPM2R",2951,85.54,"Kontrol","TR71"]
["1SBV002205R1122","IPSY2A22",11068,320.81,"Kontrol","TR71"]
["1SBV004641R1000","IPSXY",2385,69.13,"Kontrol","TR71"]
["1SBV010110R1211","LS31P10B11",1390,40.29,"Kontrol","TR71"]
["1SBV010111R1411","LS31P11D11",1528,44.29,"Kontrol","TR71"]
["1SBV010131R1211","LS31P31B11",1280,37.1,"Kontrol","TR71"]
["1SBV010141R1211","LS31P41B11",1238,35.880000000000003,"Kontrol","TR71"]
["1SBV010151R1211","LS31P51B11",1414,40.99,"Kontrol","TR71"]
["1SBV010151R1411","LS31P51D11",2004,58.09,"Kontrol","TR71"]
["1SBV010191R1211","LS31P91B11",1280,37.1,"Kontrol","TR71"]
["1SBV010192R1211","LS31P92B11",1726,50.03,"Kontrol","TR71"]
["1SBV010200R1211","LS30P00B11",1414,40.99,"Kontrol","TR71"]
["1SBV010210R1202","LS30P10B02",1528,44.29,"Kontrol","TR71"]
["1SBV010210R1211","LS30P10B11",1390,40.29,"Kontrol","TR71"]
["1SBV010211R1211","LS30P11B11",1414,40.99,"Kontrol","TR71"]
["1SBV010211R1411","LS30P11D11",1528,44.29,"Kontrol","TR71"]
["1SBV010291R1211","LS30P91B11",1726,50.03,"Kontrol","TR71"]
["1SBV010292R1211","LS30P92B11",1726,50.03,"Kontrol","TR71"]
["1SBV010310R1211","LS32P10B11      ",1390,40.29,"Kontrol","TR71"]
["1SBV010392R1211","LS32P92B11",1726,50.03,"Kontrol","TR71"]
["1SBV010398R1211","LS32P98B11-A",2582,74.84,"Kontrol","TR71"]
["1SBV010541R1211","LS40P41B11",3312,96,"Kontrol","TR71"]
["1SBV010552R1211","LS40P52B11",4152,120.35,"Kontrol","TR71"]
["1SBV010554R1211","LS40P54B11",3472,100.64,"Kontrol","TR71"]
["1SBV010700R1211","LS43P00B11",1854,53.74,"Kontrol","TR71"]
["1SBV010713R1211","LS43P13B11",2304,66.78,"Kontrol","TR71"]
["1SBV010741R1211","LS43P41B11",3312,96,"Kontrol","TR71"]
["1SBV010752R1211","LS43P52B11",3964,114.9,"Kontrol","TR71"]
["1SBV010754R1211","LS43P54B11",3472,100.64,"Kontrol","TR71"]
["1SBV010754R1411","LS43P54D11",3802,110.2,"Kontrol","TR71"]
["1SBV010771R1211","LS43P71B11",3165,91.74,"Kontrol","TR71"]
["1SBV011030R1211","LS72P30B11",2184,63.3,"Kontrol","TR71"]
["1SBV011035R1211","LS72P35B11",2582,74.84,"Kontrol","TR71"]
["1SBV011100R1211","LS40M00B11",2304,66.78,"Kontrol","TR71"]
["1SBV011121R1211","LS40M21B11",3472,100.64,"Kontrol","TR71"]
["1SBV011171R1211","LS40M71B11",4152,120.35,"Kontrol","TR71"]
["1SBV011600R1211","LS43M00B11",2385,69.13,"Kontrol","TR71"]
["1SBV011611R1211","LS43M11B11",3263,94.58,"Kontrol","TR71"]
["1SBV011651R1211","LS43M51B11",3263,94.58,"Kontrol","TR71"]
["1SBV011672R1211","LS43M72B11",3263,94.58,"Kontrol","TR71"]
["1SBV011711R1211","LS31M11B11",2047,59.33,"Kontrol","TR71"]
["1SBV011732R1211","LS31M32B11",2304,66.78,"Kontrol","TR71"]
["1SBV011741R1211","LS31M41B11",2385,69.13,"Kontrol","TR71"]
["1SBV011811R1211","LS30M11B11",2004,58.09,"Kontrol","TR71"]
["1SBV011813R1211","LS30M13B11",2184,63.3,"Kontrol","TR71"]
["1SBV011913R1211","LS32M13B11",2184,63.3,"Kontrol","TR71"]
["1SBV011932R1211","LS32M32B11",2304,66.78,"Kontrol","TR71"]
["1SBV011945R1211","LS32M45B11",2297,66.58,"Kontrol","TR71"]
["1SBV011971R1211","LS32M71B11",2582,74.84,"Kontrol","TR71"]
["1SBV011972R1211","LS32M72B11",2582,74.84,"Kontrol","TR71"]
["1SBV012111R1211","LS35P11B11",1681,48.72,"Kontrol","TR71"]
["1SBV012130R1211","LS35P30B11",1854,53.74,"Kontrol","TR71"]
["1SBV012132R1211","LS35P32B11",1854,53.74,"Kontrol","TR71"]
["1SBV012141R1211","LS35P41B11",2047,59.33,"Kontrol","TR71"]
["1SBV012142R1211","LS35P42B11",2184,63.3,"Kontrol","TR71"]
["1SBV012210R1211","LS33P10B11      ",1390,40.29,"Kontrol","TR71"]
["1SBV012211R1211","LS33P11B11",1414,40.99,"Kontrol","TR71"]
["1SBV012291R1211","LS33P91B11",1726,50.03,"Kontrol","TR71"]
["1SBV012292R1211","LS33P92B11",1726,50.03,"Kontrol","TR71"]
["1SBV012432R1211","LS45P32B11",3312,96,"Kontrol","TR71"]
["1SBV012441R1211","LS45P41B11",3312,96,"Kontrol","TR71"]
["1SBV012452R1211","LS45P52B11",4152,120.35,"Kontrol","TR71"]
["1SBV012471R1211","LS45P71B11",3263,94.58,"Kontrol","TR71"]
["1SBV012841R1211","LS73P41B11",2297,66.58,"Kontrol","TR71"]
["1SBV012853R1211","LS73P53B11",2582,74.84,"Kontrol","TR71"]
["1SBV012891R1211","LS73P91B11",2297,66.58,"Kontrol","TR71"]
["1SBV013100R1211","LS45M00B11",2385,69.13,"Kontrol","TR71"]
["1SBV013111R1211","LS45M11B11",3263,94.58,"Kontrol","TR71"]
["1SBV013112R1211","LS45M12B11",3472,100.64,"Kontrol","TR71"]
["1SBV013121R1211","LS45M21B11",3472,100.64,"Kontrol","TR71"]
["1SBV013171R1211","LS45M71B11",4152,120.35,"Kontrol","TR71"]
["1SBV013172R1211","LS45M72B11",4152,120.35,"Kontrol","TR71"]
["1SBV013711R1211","LS35M11B11",2004,58.09,"Kontrol","TR71"]
["1SBV013713R1211","LS35M13B11",2184,63.3,"Kontrol","TR71"]
["1SBV013732R1211","LS35M32B11",2304,66.78,"Kontrol","TR71"]
["1SBV013751R1211","LS35M51B11",2582,74.84,"Kontrol","TR71"]
["1SBV013791R1211","LS35M91B11",2304,66.78,"Kontrol","TR71"]
["1SBV013811R1211","LS33M11B11",2004,58.09,"Kontrol","TR71"]
["1SBV013813R1211","LS33M13B11",2184,63.3,"Kontrol","TR71"]
["1SBV013813R1320","LS33M13L20",2487,72.09,"Kontrol","TR71"]
["1SBV013832R1211","LS33M32B11",2304,66.78,"Kontrol","TR71"]
["1SBV013851R1211","LS33M51B11",2582,74.84,"Kontrol","TR71"]
["1SBV013851R1320","LS33M51L20",2951,85.54,"Kontrol","TR71"]
["1SBV013891R1211","LS33M91B11",2304,66.78,"Kontrol","TR71"]
["1SBV014145R1211","LS71M45B11",2951,85.54,"Kontrol","TR71"]
["1SBV014298R1211","LS70M98B11-A",3472,100.64,"Kontrol","TR71"]
["1SBV014345R1211","LS72M45B11",2951,85.54,"Kontrol","TR71"]
["1SBV014352R1211","LS72M52B11",3263,94.58,"Kontrol","TR71"]
["1SBV014398R1211","LS72M98B11-A",3472,100.64,"Kontrol","TR71"]
["1SBV015145R1211","LS75M45B11",2951,85.54,"Kontrol","TR71"]
["1SBV015198R1211","LS75M98B11-A",3472,100.64,"Kontrol","TR71"]
["1SBV015245R1211","LS73M45B11",2951,85.54,"Kontrol","TR71"]
["1SBV015252R1202","LS73M52B02",3733,108.2,"Kontrol","TR71"]
["1SBV015252R1211","LS73M52B11",3263,94.58,"Kontrol","TR71"]
["1SBV015541R2601","LS20M41B11-U01",3263,94.58,"Kontrol","TR71"]
["1SBV015542R2601","LS20M42B11-U01",3312,96,"Kontrol","TR71"]
["1SBV015571R2601","LS20M71B11-U01",3472,100.64,"Kontrol","TR71"]
["1SBV015641R2601","LS21M41B11-U01",3263,94.58,"Kontrol","TR71"]
["1SBV015642R2601","LS21M42B11-U01",3312,96,"Kontrol","TR71"]
["1SBV015671R2601","LS21M71B11-U01",3472,100.64,"Kontrol","TR71"]
["1SBV015922R3801","LS20P22B11-U01",3472,100.64,"Kontrol","TR71"]
["1SBV015924R3801","LS20P24B11-U01",3472,100.64,"Kontrol","TR71"]
["1SBV015971R3801","LS20P71B11-U01",3263,94.58,"Kontrol","TR71"]
["1SBV016022R3801","LS21P22B11-U01",3472,100.64,"Kontrol","TR71"]
["1SBV016024R3801","LS21P24B11-U01",3472,100.64,"Kontrol","TR71"]
["1SBV016071R3801","LS21P71B11-U01",3263,94.58,"Kontrol","TR71"]
["1SBV016891R3801","LS26P91B11-U01",3802,110.2,"Kontrol","TR71"]
["1SBV020311R1202","LS32P11B02-R",2487,72.09,"Kontrol","TR71"]
["1SBV021941R1411","LS32M41D11-R",3802,110.2,"Kontrol","TR71"]
["1SBV022113R1411","LS35P13D11-R",2951,85.54,"Kontrol","TR71"]
["1SBV030275R1302","LS30P75L02-S",3312,96,"Kontrol","TR71"]
["1SBV031698R1412","LS43M98D12-SCR",8995,260.72000000000003,"Kontrol","TR71"]
["1SBV031780R1411","LS31M80D11-S",3472,100.64,"Kontrol","TR71"]
["1SBV031980R1411","LS32M80D11-S",3472,100.64,"Kontrol","TR71"]
["1SBV033880R1411","LS33M80D11-S",3472,100.64,"Kontrol","TR71"]
["1SBV047800R5550","LSR5550",7605,220.43,"Kontrol","TR71"]
["1SBV048806R1000","LSA40X06",481,13.94,"Kontrol","TR71"]
["1SBV048842R1000","LSA40X42",1280,37.1,"Kontrol","TR71"]
["1SBV048851R1000","LSA40X51",624,18.09,"Kontrol","TR71"]
["1SBV048852R1000","LSA40X52",1414,40.99,"Kontrol","TR71"]
["1SBV048853R1000","LSA40X53",996,28.87,"Kontrol","TR71"]
["1SBV048861R1000","LSA40X61",458,13.28,"Kontrol","TR71"]
["1SBV049112R1000","LSTH12",1195,34.64,"Kontrol","TR71"]
["1SBV049141R1000","LSTH41",1854,53.74,"Kontrol","TR71"]
["1SBV049191R1000","LSTH91",1214,35.19,"Kontrol","TR71"]
["1SBV049192R1000","LSTH92",1414,40.99,"Kontrol","TR71"]
["1SBV049193R1000","LSTH93",1238,35.880000000000003,"Kontrol","TR71"]
["1SBV049331R1000","LSTE31",1817,52.67,"Kontrol","TR71"]
["1SBV049332R1000","LSTE32",2582,74.84,"Kontrol","TR71"]
["1SBV049341R1000","LSTE41",2582,74.84,"Kontrol","TR71"]
["1SBV049371R1000","LSTE71",2304,66.78,"Kontrol","TR71"]
["1SBV049372R1000","LSTE72",2297,66.58,"Kontrol","TR71"]
["1SBV049391R1000","LSTE91",1726,50.03,"Kontrol","TR71"]
["1SBV049500R1202","LSC30XB02",1214,35.19,"Kontrol","TR71"]
["1SBV049500R1211","LSC30XB11",1088,31.54,"Kontrol","TR71"]
["1SBV049600R1202","LSC40XB02",1280,37.1,"Kontrol","TR71"]
["1SBV049600R1320","LSC40XL20",1280,37.1,"Kontrol","TR71"]
["1SCA010234R6620","FGNSUM6X",10.9,0.32,"Switch","TR79"]
["1SCA010323R8510","FLSWM5X6X     ",7.5,0.22,"Switch","TR79"]
["1SCA010352R6310","YMF-MK10437",319,9.25,"Switch","TR79"]
["1SCA010352R7030","YMF-MB10345",167,4.84,"Switch","TR79"]
["1SCA022003R9680","OFAW00",2255,65.36,"Switch","TR79"]
["1SCA022003R9760","OFAW1",3162,91.65,"Switch","TR79"]
["1SCA022003R9840","OFAW2",3392,98.32,"Switch","TR79"]
["1SCA022003R9920","OFAW3",4002,116,"Switch","TR79"]
["1SCA022008R8380","OZXE5",655,18.989999999999998,"Switch","TR79"]
["1SCA022024R4340","OZXA16",1082,31.36,"Switch","TR79"]
["1SCA022025R6940","OZXA11",12401,359.45,"Switch","TR79"]
["1SCA022042R5810","OXP12X325",788,22.84,"Switch","TR79"]
["1SCA022042R5990","OXP12X395",823,23.86,"Switch","TR79"]
["1SCA022042R6020","OXP12X465",972,28.17,"Switch","TR79"]
["1SCA022042R6370","OXP6X290",357,10.35,"Switch","TR79"]
["1SCA022042R6530","OXP6X360",458,13.28,"Switch","TR79"]
["1SCA022052R2760","OZXA7",848,24.58,"Switch","TR79"]
["1SCA022057R0570","OXP6X130",252,7.3,"Switch","TR79"]
["1SCA022063R9610","OXP12X220",638,18.489999999999998,"Switch","TR79"]
["1SCA022064R1180","OXP6X90",232,6.72,"Switch","TR79"]
["1SCA022067R1760","OXP6X161",321,9.3000000000000007,"Switch","TR79"]
["1SCA022071R3010","YASDA7",31119,902,"Servis","TR73"]
["1SCA022119R7610","OZXB2",8173,236.9,"Switch","TR79"]
["1SCA022131R9580","OXP6X700",739,21.42,"Switch","TR79"]
["1SCA022136R8100","OZXB3",15054,436.35,"Switch","TR79"]
["1SCA022137R2470","OZXB5",24127,699.33,"Switch","TR79"]
["1SCA022137R4760","OZXB4",21132,612.52,"Switch","TR79"]
["1SCA022137R4920","OZXB6",28602,829.04,"Switch","TR79"]
["1SCA022137R5140","OXP12X280",720,20.87,"Switch","TR79"]
["1SCA022139R0020","OXP12X625",1372,39.770000000000003,"Switch","TR79"]
["1SCA022158R7750","OZXB2L",8867,257.01,"Switch","TR79"]
["1SCA022161R8810","OZXE21",4868,141.1,"Switch","TR79"]
["1SCA022161R9200","OZXS1",430,12.46,"Switch","TR79"]
["1SCA022161R9460","OZXS2",665,19.28,"Switch","TR79"]
["1SCA022161R9620","OZXS3",801,23.22,"Switch","TR79"]
["1SCA022161R9890","OZXS5",553,16.03,"Switch","TR79"]
["1SCA022162R0040","OZXC2",2825,81.88,"Switch","TR79"]
["1SCA022165R3210","OZXD11",2601,75.39,"Switch","TR79"]
["1SCA022178R9380","OZXD1",3290,95.36,"Switch","TR79"]
["1SCA022185R0040","OZXB7",19303,559.51,"Switch","TR79"]
["1SCA022185R3310","OBEA10AU",1999,57.94,"Switch","TR79"]
["1SCA022185R3730","OBEA01AU",1999,57.94,"Switch","TR79"]
["1SCA022185R7130","OZXB7L",23902,692.81,"Switch","TR79"]
["1SCA022190R1560","OESAZX167",2386,69.16,"Switch","TR79"]
["1SCA022190R3000","OBEA10",493,14.29,"Switch","TR79"]
["1SCA022190R3260","OBEA01",493,14.29,"Switch","TR79"]
["1SCA022191R1950","YMF-MK10438",687,19.91,"Switch","TR79"]
["1SCA022191R2330","YMF-MB10546",889,25.77,"Switch","TR79"]
["1SCA022191R4110","YMF-MK10428",803,23.28,"Switch","TR79"]
["1SCA022192R9060","OSD25P3",1374,39.83,"Switch","TR79"]
["1SCA022193R0150","OA4B1C",1313,38.06,"Switch","TR79"]
["1SCA022194R0890","OZXB4/1",7376,213.8,"Switch","TR79"]
["1SCA022194R1270","OZXB6/1",9409,272.72000000000003,"Switch","TR79"]
["1SCA022194R1430","OZXB7/1",6557,190.06,"Switch","TR79"]
["1SCA022194R1600","OZXB7L/1",12065,349.71,"Switch","TR79"]
["1SCA022196R9520","OSD25P4",1463,42.41,"Switch","TR79"]
["1SCA022199R2850","OZXB4K",5883,170.52,"Switch","TR79"]
["1SCA022202R9520","OESAZX164",2109,61.13,"Switch","TR79"]
["1SCA022260R5370","OT200KFCC3T",43589,1263.45,"Switch","TR79"]
["1SCA022260R5530","OT200KFCC6T",122626,3554.38,"Switch","TR79"]
["1SCA022264R0010","OZXB2K",2956,85.68,"Switch","TR79"]
["1SCA022264R0280","OZXB1K",1135,32.9,"Switch","TR79"]
["1SCA022264R0440","OZXB3K",6368,184.58,"Switch","TR79"]
["1SCA022276R8670","OT200KGCC3T",71482,2071.94,"Switch","TR79"]
["1SCA022276R8830","OT250KFCC3T",44714,1296.06,"Switch","TR79"]
["1SCA022276R9050","OA4B10",1516,43.94,"Switch","TR79"]
["1SCA022276R9210","OA4B01",1516,43.94,"Switch","TR79"]
["1SCA022276R9480","OT250KFCC6T",125107,3626.29,"Switch","TR79"]
["1SCA022276R9640","OT250KGCC3T",80770,2341.16,"Switch","TR79"]
["1SCA022276R9810","OT315KFCC3T",72491,2101.19,"Switch","TR79"]
["1SCA022277R0060","OT315KFCC6T",131433,3809.65,"Switch","TR79"]
["1SCA022277R0220","OT315KGCC3T",94312,2733.68,"Switch","TR79"]
["1SCA022277R0490","OT400DFCC3T",90328,2618.1999999999998,"Switch","TR79"]
["1SCA022277R0650","OT400DFCC6T",163049,4726.0600000000004,"Switch","TR79"]
["1SCA022277R0810","OT400DGCC3T",113265,3283.04,"Switch","TR79"]
["1SCA022277R1030","OT630KFCC3T",115856,3358.14,"Switch","TR79"]
["1SCA022277R1460","OT630KGCC3T",144812,4197.45,"Switch","TR79"]
["1SCA022277R1620","OT1000BFCC3T",354630,10279.129999999999,"Switch","TR79"]
["1SCA022277R2350","OEZXP120",2464,71.42,"Switch","TR79"]
["1SCA022277R2780","OEZXP240",4686,135.83000000000001,"Switch","TR79"]
["1SCA022277R3160","OEZXP24R",3593,104.14,"Switch","TR79"]
["1SCA022277R3320","OEZXP340",5895,170.87,"Switch","TR79"]
["1SCA022277R3750","OEZXP34R",7687,222.81,"Switch","TR79"]
["1SCA022277R3910","OEZXP280",5895,170.87,"Switch","TR79"]
["1SCA022277R4560","OEZXP28R",7687,222.81,"Switch","TR79"]
["1SCA022277R4720","OEZXP380",10302,298.61,"Switch","TR79"]
["1SCA022277R5020","OEZXP38R",11749,340.55,"Switch","TR79"]
["1SCA022277R5290","OEZXR023",1454,42.14,"Switch","TR79"]
["1SCA022277R5450","OEZXR037",1454,42.14,"Switch","TR79"]
["1SCA022277R5610","OEZXR134",5895,170.87,"Switch","TR79"]
["1SCA022277R5880","OEZXR143",4366,126.55,"Switch","TR79"]
["1SCA022277R6000","OEZXR150",5895,170.87,"Switch","TR79"]
["1SCA022277R6260","OEZXR158",5895,170.87,"Switch","TR79"]
["1SCA022277R6420","OEZXC0",1196,34.67,"Switch","TR79"]
["1SCA022278R1340","OT200KFCC3A",43589,1263.45,"Switch","TR79"]
["1SCA022278R1510","OT200KFCC3B",41442,1201.22,"Switch","TR79"]
["1SCA022278R1930","OT250KFCC3A",44714,1296.06,"Switch","TR79"]
["1SCA022278R2150","OT250KFCC3B",48331,1400.9,"Switch","TR79"]
["1SCA022278R2580","OT315KFCC3A",72491,2101.19,"Switch","TR79"]
["1SCA022278R2740","OT315KFCC3B",65496,1898.43,"Switch","TR79"]
["1SCA022278R3120","OT400DFCC3A",90328,2618.1999999999998,"Switch","TR79"]
["1SCA022278R3390","OT400DFCC3B",86496,2507.13,"Switch","TR79"]
["1SCA022278R3710","OT630KFCC3A",115856,3358.14,"Switch","TR79"]
["1SCA022278R3980","OT630KFCC3B",105014,3043.88,"Switch","TR79"]
["1SCA022280R9110","OS200BB2FCC3B",91015,2638.12,"Switch","TR79"]
["1SCA022280R9290","OS20PA1FUU3B",28072,813.68,"Switch","TR79"]
["1SCA022280R9700","OS200BB2FCC4B",104659,3033.59,"Switch","TR79"]
["1SCA022280R9880","OS20PA1FUU4B",32284,935.77,"Switch","TR79"]
["1SCA022281R0380","OS315BB3FCC3B",127417,3693.25,"Switch","TR79"]
["1SCA022281R3560","OEZXC1R",8862,256.87,"Switch","TR79"]
["1SCA022281R3720","OEZXC2R",8862,256.87,"Switch","TR79"]
["1SCA022281R5420","OT200KLCC3TZ",83559,2422,"Switch","TR79"]
["1SCA022281R5690","OT250KLCC3TZ",95309,2762.58,"Switch","TR79"]
["1SCA022281R5850","OT315KLCC3TZ",103888,3011.25,"Switch","TR79"]
["1SCA022281R6070","OT400DLCC3TZ",119912,3475.71,"Switch","TR79"]
["1SCA022281R6230","OT630KLRR3TZ",157467,4564.26,"Switch","TR79"]
["1SCA022281R6820","OT200KAUR3TZ",106137,3076.43,"Switch","TR79"]
["1SCA022281R7040","OT250KAUR3TZ",149042,4320.0600000000004,"Switch","TR79"]
["1SCA022281R7210","OT315KAUR3TZ",155595,4510,"Switch","TR79"]
["1SCA022281R7470","OT400DAUR3TZ",177948,5157.91,"Switch","TR79"]
["1SCA022281R7630","OT630KAUR3TZ",316833,9183.57,"Switch","TR79"]
["1SCA022283R8040","OZXB5K",8062,233.68,"Switch","TR79"]
["1SCA022292R6680","OT400DLAA4C",140438,4070.67,"Switch","TR79"]
["1SCA022292R7730","OT315KFCC6A",126862,3677.16,"Switch","TR79"]
["1SCA022294R4230","OXP6X210-45",653,18.93,"Switch","TR79"]
["1SCA022294R7840","OT250KLAA3CZ",117942,3418.61,"Switch","TR79"]
["1SCA022294R8220","OT400DLAA3CZ",104714,3035.19,"Switch","TR79"]
["1SCA022297R5620","OT1000BFCC3A",354630,10279.129999999999,"Switch","TR79"]
["1SCA022297R6010","OT200KGCC3A",71482,2071.94,"Switch","TR79"]
["1SCA022297R6270","OT250KGCC3A",80770,2341.16,"Switch","TR79"]
["1SCA022297R6430","OT400DGCC3A",113265,3283.04,"Switch","TR79"]
["1SCA022297R6600","OT630KGCC3A",144812,4197.45,"Switch","TR79"]
["1SCA022297R8480","OT200KFCC6A",98506,2855.25,"Switch","TR79"]
["1SCA022297R8640","OT250KFCC6A",125107,3626.29,"Switch","TR79"]
["1SCA022297R8810","OT400DFCC6A",158568,4596.17,"Switch","TR79"]
["1SCA022298R8280","OT315KGCC3A",90619,2626.64,"Switch","TR79"]
["1SCA022302R6630","OS400BB4FCC3B",145608,4220.5200000000004,"Switch","TR79"]
["1SCA022303R0310","OT800KFCC3B",109976,3187.71,"Switch","TR79"]
["1SCA022304R4290","OXP6X290-45",421,12.2,"Switch","TR79"]
["1SCA022304R4450","OXP12X325-45",1783,51.68,"Switch","TR79"]
["1SCA022315R3070","OS250D1FCC3B",91015,2638.12,"Switch","TR79"]
["1SCA022315R3230","OS250D1FCC4B",109304,3168.23,"Switch","TR79"]
["1SCA022315R3400","OS400D2FCC3B",161691,4686.7,"Switch","TR79"]
["1SCA022320R6530","OS200BB2LUU4FZ",136059,3943.74,"Switch","TR79"]
["1SCA022320R6700","OS315BB3LUU4FZ",190480,5521.16,"Switch","TR79"]
["1SCA022320R6960","OS400BB4LUU4FZ",217693,6309.94,"Switch","TR79"]
["1SCA022320R7000","OS250D1LAA4BZ",94851,2749.3,"Switch","TR79"]
["1SCA022320R7180","OS630BC2LUU4FZ",254211,7368.43,"Switch","TR79"]
["1SCA022320R7340","OS800BC3LUU4FZ",355898,10315.879999999999,"Switch","TR79"]
["1SCA022320R7420","OS400D2LAA4BZ",132338,3835.88,"Switch","TR79"]
["1SCA022320R7850","OS630D3LAA4BZ",238468,6912.12,"Switch","TR79"]
["1SCA022320R8230","OS800D3LAA4BZ",297402,8620.35,"Switch","TR79"]
["1SCA022320R8310","OS200BB2LUU2FZ",94654,2743.59,"Switch","TR79"]
["1SCA022320R8400","OS20PA1LUU3FZ",42113,1220.67,"Switch","TR79"]
["1SCA022320R8580","OS315BB3LUU2FZ",132512,3840.93,"Switch","TR79"]
["1SCA022320R8740","OS400BB4LUU2FZ",151439,4389.54,"Switch","TR79"]
["1SCA022320R8910","OS630BC2LUU2FZ",176849,5126.0600000000004,"Switch","TR79"]
["1SCA022320R9120","OS800BC3LUU2FZ",245724,7122.43,"Switch","TR79"]
["1SCA022320R9630","OS200BB2LUU3FZ",118315,3429.42,"Switch","TR79"]
["1SCA022320R9800","OS315BB3LUU3FZ",165633,4800.96,"Switch","TR79"]
["1SCA022321R0050","OS400BB4LUU3FZ",189293,5486.75,"Switch","TR79"]
["1SCA022321R0210","OS630BC2LUU3FZ",221065,6407.68,"Switch","TR79"]
["1SCA022321R0480","OS800BC3LUU3FZ",359061,10407.57,"Switch","TR79"]
["1SCA022321R0640","OS20PA1LUU4FZ",48432,1403.83,"Switch","TR79"]
["1SCA022325R1750","OT200KFCC6B",127372,3691.94,"Switch","TR79"]
["1SCA022325R2130","OT400DFCC6B",120179,3483.45,"Switch","TR79"]
["1SCA022325R6710","OXP12X185",488,14.14,"Switch","TR79"]
["1SCA022325R6980","OXP12X250",685,19.86,"Switch","TR79"]
["1SCA022325R7100","OXP12X166",449,13.01,"Switch","TR79"]
["1SCA022338R5360","OEZXP120C",4365,126.52,"Switch","TR79"]
["1SCA022338R5520","OEZXP240C",8003,231.97,"Switch","TR79"]
["1SCA022338R5790","OEZXP340C",12088,350.38,"Switch","TR79"]
["1SCA022338R5950","OEZXP280C",13322,386.14,"Switch","TR79"]
["1SCA022338R6170","OEZXP380C",20783,602.41,"Switch","TR79"]
["1SCA022338R7220","OT200KLCC6TZ",184501,5347.86,"Switch","TR79"]
["1SCA022338R7490","OT250KLRR6TZ",160938,4664.87,"Switch","TR79"]
["1SCA022338R7650","OT250KLCC6TZ",210022,6087.59,"Switch","TR79"]
["1SCA022338R7810","OT315KLRR6TZ",181792,5269.33,"Switch","TR79"]
["1SCA022338R8030","OT315KLCC6TZ",228986,6637.28,"Switch","TR79"]
["1SCA022338R8200","OT400DLRR6TZ",197239,5717.07,"Switch","TR79"]
["1SCA022338R8460","OT400DLCC6TZ",264207,7658.17,"Switch","TR79"]
["1SCA022338R8620","OT630KLRR6TZ",279319,8096.2,"Switch","TR79"]
["1SCA022338R8890","OT630KLCC6TZ",357253,10355.16,"Switch","TR79"]
["1SCA022339R0010","OT200KAUR6TZ",215217,6238.17,"Switch","TR79"]
["1SCA022339R0280","OT200KAUC6TZ",215217,6238.17,"Switch","TR79"]
["1SCA022340R0770","OT200KLRR3TZ",83559,2422,"Switch","TR79"]
["1SCA022340R0930","OT200KAUC3TZ",106137,3076.43,"Switch","TR79"]
["1SCA022340R1150","OT250KLRR3TZ",95309,2762.58,"Switch","TR79"]
["1SCA022340R1310","OT250KAUC3TZ",149042,4320.0600000000004,"Switch","TR79"]
["1SCA022340R1580","OT315KLRR3TZ",103888,3011.25,"Switch","TR79"]
["1SCA022340R1740","OT315KAUC3TZ",155595,4510,"Switch","TR79"]
["1SCA022340R1910","OT400DLRR3TZ",117254,3398.67,"Switch","TR79"]
["1SCA022340R2120","OT400DAUC3TZ",177948,5157.91,"Switch","TR79"]
["1SCA022340R2390","OT630KLCC3TZ",162371,4706.41,"Switch","TR79"]
["1SCA022340R2550","OT630KAUC3TZ",316833,9183.57,"Switch","TR79"]
["1SCA022340R2710","OT630KBUR3TZ",201724,5847.07,"Switch","TR79"]
["1SCA022340R2980","OT630KBUC3TZ",201724,5847.07,"Switch","TR79"]
["1SCA022340R3100","OT1000BBRR3TZ",427347,12386.87,"Switch","TR79"]
["1SCA022340R3360","OT1000BBCC3TZ",480549,13928.96,"Switch","TR79"]
["1SCA022340R3520","OT1000BLRR3TZ",422055,12233.48,"Switch","TR79"]
["1SCA022340R3790","OT1000BLCC3TZ",422055,12233.48,"Switch","TR79"]
["1SCA022340R3950","OT1000BAUR3TZ",736858,21358.2,"Switch","TR79"]
["1SCA022340R4170","OT1000BAUC3TZ",736858,21358.2,"Switch","TR79"]
["1SCA022340R5730","OT200KLRR6TZ",184501,5347.86,"Switch","TR79"]
["1SCA022341R4640","OXP6X360-45",508,14.72,"Switch","TR79"]
["1SCA022350R3820","OEZXX143R",2442,70.78,"Switch","TR79"]
["1SCA022350R3910","OEZXX158R",2442,70.78,"Switch","TR79"]
["1SCA022352R6950",{"$f":"VLOOKUP(A1571,'[2]ÜRÜN MD'!$A:$C,2,0)","v":"Üretimden kalktı."}]
["1SCA022353R4110","OPB2",298,8.64,"Switch","TR79"]
["1SCA022353R4200","OPY2",330,9.57,"Switch","TR79"]
["1SCA022353R4380","OPG2",346,10.029999999999999,"Switch","TR79"]
["1SCA022353R4460","OPS2",357,10.35,"Switch","TR79"]
["1SCA022360R2560","OT250KAUR6TZ",287469,8332.43,"Switch","TR79"]
["1SCA022360R2640","OT250KAUC6TZ",287469,8332.43,"Switch","TR79"]
["1SCA022360R2720","OT315KAUR6TZ",292441,8476.5499999999993,"Switch","TR79"]
["1SCA022360R2810","OT315KAUC6TZ",292441,8476.5499999999993,"Switch","TR79"]
["1SCA022360R2990","OT400DAUR6TZ",334220,9687.5400000000009,"Switch","TR79"]
["1SCA022360R3020","OT400DAUC6TZ",334220,9687.5400000000009,"Switch","TR79"]
["1SCA022367R9430","OT200KFCC4T",53527,1551.51,"Switch","TR79"]
["1SCA022367R9510","OT315KFCC4T",91463,2651.1,"Switch","TR79"]
["1SCA022371R2910","OTP75T3B",21581,625.54,"Switch","TR79"]
["1SCA022371R3040","OTP75T6B",21907,634.99,"Switch","TR79"]
["1SCA022380R8420","OHG45J10",1605,46.52,"Switch","TR79"]
["1SCA022380R8770","OHB45J6",803,23.28,"Switch","TR79"]
["1SCA022380R8850","OHG45J6",1110,32.17,"Switch","TR79"]
["1SCA022380R8930","OHY45J6",803,23.28,"Switch","TR79"]
["1SCA022380R9310","OHG65J10",1605,46.52,"Switch","TR79"]
["1SCA022380R9740","OHG65J6",1152,33.39,"Switch","TR79"]
["1SCA022380R9820","OHY65J6",948,27.48,"Switch","TR79"]
["1SCA022381R0240","OHB80J6",1605,46.52,"Switch","TR79"]
["1SCA022381R0320","OHG80J6",1605,46.52,"Switch","TR79"]
["1SCA022381R0410","OHY80J6",1605,46.52,"Switch","TR79"]
["1SCA022381R0910","OHG95J12",1783,51.68,"Switch","TR79"]
["1SCA022381R1050","OHY95J12",1783,51.68,"Switch","TR79"]
["1SCA022381R1300","OHG95J10",1765,51.16,"Switch","TR79"]
["1SCA022381R1640","OHG125J12",1516,43.94,"Switch","TR79"]
["1SCA022381R1720","OHY125J12",1516,43.94,"Switch","TR79"]
["1SCA022381R2020","OHG125J10",1845,53.48,"Switch","TR79"]
["1SCA022381R2290","OHG145J12",1845,53.48,"Switch","TR79"]
["1SCA022381R2370","OHY145J12",1701,49.3,"Switch","TR79"]
["1SCA022381R2450","OHB175J12",2297,66.58,"Switch","TR79"]
["1SCA022381R2610","OHG175J12",2297,66.58,"Switch","TR79"]
["1SCA022381R2700","OHY175J12",2297,66.58,"Switch","TR79"]
["1SCA022381R2960","OHB275J12",2601,75.39,"Switch","TR79"]
["1SCA022381R3180","OHY275J12",2601,75.39,"Switch","TR79"]
["1SCA022381R9460","OHB125J12E001S",1445,41.88,"Switch","TR79"]
["1SCA022382R0550","OTP75A3B",13100,379.71,"Switch","TR79"]
["1SCA022382R9770","OHB125J12E20",1845,53.48,"Switch","TR79"]
["1SCA022382R9850","OHB65J6E00S",1082,31.36,"Switch","TR79"]
["1SCA022382R9930","OHY65J6E00S",1082,31.36,"Switch","TR79"]
["1SCA022383R0860","OTP75T4B",13672,396.29,"Switch","TR79"]
["1SCA022383R2130","OTP16B3M",3055,88.55,"Switch","TR79"]
["1SCA022383R2480","OHB65J6E011",1701,49.3,"Switch","TR79"]
["1SCA022383R2640","OTP25B3M",4167,120.78,"Switch","TR79"]
["1SCA022383R3020","OTP45B3M",5135,148.84,"Switch","TR79"]
["1SCA022383R3450","OTP63B3M",7072,204.99,"Switch","TR79"]
["1SCA022383R3700","OTP125B3B",15812,458.32,"Switch","TR79"]
["1SCA022383R4690","OHB80J6E20",2297,66.58,"Switch","TR79"]
["1SCA022383R4930","OHB80J6E001S",1605,46.52,"Switch","TR79"]
["1SCA022383R5310","OHY145J12E002S",1845,53.48,"Switch","TR79"]
["1SCA022383R5400","OHB145J12E002S",1845,53.48,"Switch","TR79"]
["1SCA022387R1620","OTZW17",15174,439.83,"Switch","TR79"]
["1SCA022389R7420","OTP125BA3B",15812,458.32,"Switch","TR79"]
["1SCA022389R8400","OTP32B3M",4568,132.41,"Switch","TR79"]
["1SCA022399R0040","OEZXPE240",12305,356.67,"Switch","TR79"]
["1SCA022399R0470","OEZXPE24R",6650,192.75,"Switch","TR79"]
["1SCA022399R0800","OEZXRE023",2362,68.459999999999994,"Switch","TR79"]
["1SCA022399R0980","OEZXRE037",2362,68.459999999999994,"Switch","TR79"]
["1SCA022399R1010","OEZXRE134",9629,279.10000000000002,"Switch","TR79"]
["1SCA022399R1100","OEZXRE143",7133,206.75,"Switch","TR79"]
["1SCA022399R1280","OEZXRE150",9629,279.10000000000002,"Switch","TR79"]
["1SCA022399R1360","OEZXRE158",9629,279.10000000000002,"Switch","TR79"]
["1SCA022399R6590","OTP16KA3M",4144,120.12,"Switch","TR79"]
["1SCA022399R6670","OTP25A3M",5942,172.23,"Switch","TR79"]
["1SCA022399R6750","OTP16A3M",4773,138.35,"Switch","TR79"]
["1SCA022399R6830","OTP36A3M",7003,202.99,"Switch","TR79"]
["1SCA022399R7640","OHG45H9K",1292,37.450000000000003,"Switch","TR79"]
["1SCA022399R7720","OHG65H9K",1372,39.770000000000003,"Switch","TR79"]
["1SCA022399R7810","OHG95H9K",2685,77.83,"Switch","TR79"]
["1SCA022399R7990","OHG125H9K",1916,55.54,"Switch","TR79"]
["1SCA022399R8290","OHB80J6T",1605,46.52,"Switch","TR79"]
["1SCA022399R8450","OHB145J12E20",1845,53.48,"Switch","TR79"]
["1SCA022399R8530","OHB145J12E011",1949,56.49,"Switch","TR79"]
["1SCA022399R8610","OHB80J6E011",1313,38.06,"Switch","TR79"]
["1SCA022400R9320","OTP16HT3M1",2581,74.81,"Switch","TR79"]
["1SCA022400R9410","OTP16HT3M",3261,94.52,"Switch","TR79"]
["1SCA022400R9750","OTP16K3M1",3437,99.62,"Switch","TR79"]
["1SCA022400R9830","OTP16K3M",4144,120.12,"Switch","TR79"]
["1SCA022400R9910","OTP16T3M",3552,102.96,"Switch","TR79"]
["1SCA022401R0090","OTP25T3M",4974,144.16999999999999,"Switch","TR79"]
["1SCA022401R0170","OTP36T3M",5630,163.19,"Switch","TR79"]
["1SCA022401R0250","OTP75T3U",21581,625.54,"Switch","TR79"]
["1SCA022401R0330","OTP16KA3M1",3437,99.62,"Switch","TR79"]
["1SCA022401R0410","OTP75A3U",13100,379.71,"Switch","TR79"]
["1SCA022401R0500","OTP16T4M",4449,128.96,"Switch","TR79"]
["1SCA022401R0680","OTP25T4M",6113,177.19,"Switch","TR79"]
["1SCA022401R0760","OTP36T4M",6650,192.75,"Switch","TR79"]
["1SCA022401R0840","OTP75T4U",13672,396.29,"Switch","TR79"]
["1SCA022401R1060","OTP16A4M",5722,165.86,"Switch","TR79"]
["1SCA022401R1220","OTP25A4M",7145,207.1,"Switch","TR79"]
["1SCA022401R1490","OTP36A4M",8411,243.8,"Switch","TR79"]
["1SCA022401R1570","OTP75A4B",15922,461.51,"Switch","TR79"]
["1SCA022401R1650","OTP75A4U",15922,461.51,"Switch","TR79"]
["1SCA022401R1730","OTP16T6M",9292,269.33,"Switch","TR79"]
["1SCA022401R1810","OTP25T6M",11637,337.3,"Switch","TR79"]
["1SCA022401R1900","OTP36T6M",13672,396.29,"Switch","TR79"]
["1SCA022401R2030","OTP75T6U",21907,634.99,"Switch","TR79"]
["1SCA022401R2200","OTP16A6M",9292,269.33,"Switch","TR79"]
["1SCA022401R2460","OTP25A6M",11637,337.3,"Switch","TR79"]
["1SCA022401R2620","OTP36A6M",13672,396.29,"Switch","TR79"]
["1SCA022401R2710","OTP75A6B",21907,634.99,"Switch","TR79"]
["1SCA022401R2890","OTP75A6U",21907,634.99,"Switch","TR79"]
["1SCA022401R2970","OTP16HB3M",3055,88.55,"Switch","TR79"]
["1SCA022401R3010","OTP16HB3U",3055,88.55,"Switch","TR79"]
["1SCA022401R3270","OTP125B3U",15812,458.32,"Switch","TR79"]
["1SCA022401R3350","OTP16BA3M",3055,88.55,"Switch","TR79"]
["1SCA022401R3430","OTP25BA3M",4167,120.78,"Switch","TR79"]
["1SCA022401R3510","OTP32BA3M",4568,132.41,"Switch","TR79"]
["1SCA022401R3600","OTP45BA3M",6415,185.94,"Switch","TR79"]
["1SCA022401R3780","OTP63BA3M",7072,204.99,"Switch","TR79"]
["1SCA022401R3940","OTP125BA3U",15812,458.32,"Switch","TR79"]
["1SCA022401R4160","OTP16B4M",4773,138.35,"Switch","TR79"]
["1SCA022401R4320","OTP25B4M",4773,138.35,"Switch","TR79"]
["1SCA022401R4590","OTP32B4M",5240,151.88,"Switch","TR79"]
["1SCA022401R4750","OTP45B4M",6256,181.33,"Switch","TR79"]
["1SCA022401R4910","OTP63B4M",10242,296.87,"Switch","TR79"]
["1SCA022401R5210","OTP125B4B",18414,533.74,"Switch","TR79"]
["1SCA022401R5300","OTP125B4U",18414,533.74,"Switch","TR79"]
["1SCA022401R5560","OTP16B6M",7284,211.13,"Switch","TR79"]
["1SCA022401R5720","OTP25B6M",7617,220.78,"Switch","TR79"]
["1SCA022401R5990","OTP32B6M",8256,239.3,"Switch","TR79"]
["1SCA022401R6110","OTP45B6M",10941,317.13,"Switch","TR79"]
["1SCA022401R6370","OTP63B6M",12208,353.86,"Switch","TR79"]
["1SCA022401R6610","OTP125B6B",28680,831.3,"Switch","TR79"]
["1SCA022401R6700","OTP125B6U",28680,831.3,"Switch","TR79"]
["1SCA022401R6880","OTP16BA6M",7284,211.13,"Switch","TR79"]
["1SCA022401R6960","OTP25BA6M",7617,220.78,"Switch","TR79"]
["1SCA022401R7000","OTP32BA6M",8256,239.3,"Switch","TR79"]
["1SCA022401R7180","OTP45BA6M",10941,317.13,"Switch","TR79"]
["1SCA022401R7260","OTP63BA6M",12208,353.86,"Switch","TR79"]
["1SCA022401R7510","OTP125BA6B",28680,831.3,"Switch","TR79"]
["1SCA022401R7690","OTP125BA6U",28680,831.3,"Switch","TR79"]
["1SCA022421R7600","OTZW8",2992,86.72,"Switch","TR79"]
["1SCA022424R3190","OA2L11",996,28.87,"Switch","TR79"]
["1SCA022429R3450","OTP90T3B",24276,703.65,"Switch","TR79"]
["1SCA022429R9140","OT125M3",5200,150.72,"Switch","TR79"]
["1SCA022429R9220","OT125M4",6760,195.94,"Switch","TR79"]
["1SCA022430R0410","OTP90A3B",13100,379.71,"Switch","TR79"]
["1SCA022430R0760","OTP90T3U",24276,703.65,"Switch","TR79"]
["1SCA022430R1060","OTP90A3U",13100,379.71,"Switch","TR79"]
["1SCA022430R1310","OTP90T4B",15922,461.51,"Switch","TR79"]
["1SCA022430R1570","OTP90T4U",15922,461.51,"Switch","TR79"]
["1SCA022430R1900","OTP90A4B",15922,461.51,"Switch","TR79"]
["1SCA022430R2030","OTP90A4U",15922,461.51,"Switch","TR79"]
["1SCA022430R2380","OTP90T6B",24739,717.07,"Switch","TR79"]
["1SCA022430R2460","OTP90T6U",24739,717.07,"Switch","TR79"]
["1SCA022430R2540","OTP90A6B",24739,717.07,"Switch","TR79"]
["1SCA022430R2620","OTP90A6U",24739,717.07,"Switch","TR79"]
["1SCA022430R6700","OHB145J12E421",1845,53.48,"Switch","TR79"]
["1SCA022431R5280","OTZW10",2992,86.72,"Switch","TR79"]
["1SCA022432R1090","OTP16H3M1",10941,317.13,"Switch","TR79"]
["1SCA022434R7810",{"$f":"VLOOKUP(A1725,'[2]ÜRÜN MD'!$A:$C,2,0)","v":"Üretimden kalktı,  muadil kod 1SCA115227R1001"}]
["1SCA022436R7830","OA1G01AU",796,23.07,"Switch","TR79"]
["1SCA022436R9110","OTPS125MP",2146,62.2,"Switch","TR79"]
["1SCA022438R3790","OTE75T3B",26323,762.99,"Switch","TR79"]
["1SCA022438R3870","OTE90T3B",28349,821.71,"Switch","TR79"]
["1SCA022438R4760","OTE75A3B",26323,762.99,"Switch","TR79"]
["1SCA022439R4050","OHB4",665,19.28,"Switch","TR79"]
["1SCA022439R6770","OZXL1",8181,237.13,"Switch","TR79"]
["1SCA022456R9540","OHY65J6T",1210,35.07,"Switch","TR79"]
["1SCA022456R9620","OHG65J6T",1210,35.07,"Switch","TR79"]
["1SCA022459R4220","OHB65J6E20",1131,32.78,"Switch","TR79"]
["1SCA022459R6510","OTP16BA4M",4773,138.35,"Switch","TR79"]
["1SCA022459R6600","OTP25BA4M",4773,138.35,"Switch","TR79"]
["1SCA022459R6780","OTP32BA4M",5240,151.88,"Switch","TR79"]
["1SCA022459R6860","OTP45BA4M",7186,208.29,"Switch","TR79"]
["1SCA022459R6940","OTP63BA4M",10242,296.87,"Switch","TR79"]
["1SCA022459R7160","OTP125BA4U",18414,533.74,"Switch","TR79"]
["1SCA022459R8480","OFM690",6332,183.54,"Switch","TR79"]
["1SCA022459R8560","OFM260",6309,182.87,"Switch","TR79"]
["1SCA022459R9700","OHB175J12E011",2409,69.83,"Switch","TR79"]
["1SCA022460R7220","OHB275J12E011",2725,78.989999999999995,"Switch","TR79"]
["1SCA022460R9860","OT630KAUC6TZ",387731,11238.58,"Switch","TR79"]
["1SCA022460R9940","OT630KAUR6TZ",387731,11238.58,"Switch","TR79"]
["1SCA022461R5320","OT200KLCC4TZ",92125,2670.29,"Switch","TR79"]
["1SCA022461R5410","OT200KLRR4TZ",92125,2670.29,"Switch","TR79"]
["1SCA022461R5590","OT250KLCC4TZ",105091,3046.12,"Switch","TR79"]
["1SCA022461R5670","OT250KLRR4TZ",105091,3046.12,"Switch","TR79"]
["1SCA022461R5750","OT315KLCC4TZ",114495,3318.7,"Switch","TR79"]
["1SCA022461R5830","OT315KLRR4TZ",114495,3318.7,"Switch","TR79"]
["1SCA022461R5910","OT400DLCC4TZ",129605,3756.67,"Switch","TR79"]
["1SCA022461R6050","OT400DLRR4TZ",132119,3829.54,"Switch","TR79"]
["1SCA022461R6130","OT630KLCC4TZ",183562,5320.64,"Switch","TR79"]
["1SCA022461R6210","OT630KLRR4TZ",178606,5176.99,"Switch","TR79"]
["1SCA022463R7810","OHB125J10",1845,53.48,"Switch","TR79"]
["1SCA022466R2830","OXP10X225",819,23.74,"Switch","TR79"]
["1SCA022467R2470","OHZX4",546,15.83,"Switch","TR79"]
["1SCA022468R0900","KIG-221-1",10302,298.61,"Switch","TR79"]
["1SCA022468R1030","KIG-221-2",8786,254.67,"Switch","TR79"]
["1SCA022468R1540","KIG-1",5874,170.26,"Switch","TR79"]
["1SCA022468R1620","KIG-2",7929,229.83,"Switch","TR79"]
["1SCA022469R6220","OZXL1/1",2717,78.75,"Switch","TR79"]
["1SCA022469R6310","OZXT1",1321,38.29,"Switch","TR79"]
["1SCA022469R6490","OZXT1/1",484,14.03,"Switch","TR79"]
["1SCA022470R1670","OHB275J12E20",1927,55.86,"Switch","TR79"]
["1SCA022471R3170","OHB65J6E00B",1131,32.78,"Switch","TR79"]
["1SCA022473R0510","OHB65J6-2",1123,32.549999999999997,"Switch","TR79"]
["1SCA022474R7070","OT250KLAA4C",79254,2297.2199999999998,"Switch","TR79"]
["1SCA022474R7150","OT315KLAA4C",135386,3924.23,"Switch","TR79"]
["1SCA022475R1180","OT630KLAA4C",221134,6409.68,"Switch","TR79"]
["1SCA022475R4360","OHB80J6E311",1313,38.06,"Switch","TR79"]
["1SCA022475R9750","OFMZX4",1681,48.72,"Switch","TR79"]
["1SCA022475R9910","OFMZX2",384,11.13,"Switch","TR79"]
["1SCA022476R9040","OHB125J12E421",1845,53.48,"Switch","TR79"]
["1SCA022477R2260","OHB45J10",1509,43.74,"Switch","TR79"]
["1SCA022477R2340","OHB65J10",1292,37.450000000000003,"Switch","TR79"]
["1SCA022477R2420","OHB95J10",1783,51.68,"Switch","TR79"]
["1SCA022481R3710","OSZ1",704,20.41,"Switch","TR79"]
["1SCA022481R3800","OSZ2",2004,58.09,"Switch","TR79"]
["1SCA022485R6280","OTP63A6B",16044,465.04,"Switch","TR79"]
["1SCA022485R6440","OTP63T6B",16044,465.04,"Switch","TR79"]
["1SCA022487R5660","OXP10X238",739,21.42,"Switch","TR79"]
["1SCA022491R5980","OXP12/10X330",1058,30.67,"Switch","TR79"]
["1SCA022491R6870","OXP6/10X150",1906,55.25,"Switch","TR79"]
["1SCA022491R6950","OXP6/10X250",1179,34.17,"Switch","TR79"]
["1SCA022491R7170","OXP6/10X360",2698,78.2,"Switch","TR79"]
["1SCA022491R9890","OTS125T3P",275,7.97,"Switch","TR79"]
["1SCA022491R9970","OTS125T1P",545,15.8,"Switch","TR79"]
["1SCA022493R5150","OXP6/10X330",803,23.28,"Switch","TR79"]
["1SCA022493R5310","OXP10X63",655,18.989999999999998,"Switch","TR79"]
["1SCA022493R5580","OXP10X77",655,18.989999999999998,"Switch","TR79"]
["1SCA022493R5660","OXP10X88",655,18.989999999999998,"Switch","TR79"]
["1SCA022493R5740","OXP10X92",655,18.989999999999998,"Switch","TR79"]
["1SCA022493R6040","OXP10X124",685,19.86,"Switch","TR79"]
["1SCA022493R6390","OXP10X148",746,21.62,"Switch","TR79"]
["1SCA022493R6550","OXP10X189",739,21.42,"Switch","TR79"]
["1SCA022493R6710","OXP10X222",739,21.42,"Switch","TR79"]
["1SCA022497R0220","OT16M3",1463,42.41,"Switch","TR79"]
["1SCA022497R0310","OT25M3",1934,56.06,"Switch","TR79"]
["1SCA022497R0490","OT40M3",2541,73.650000000000006,"Switch","TR79"]
["1SCA022497R0570","OT40M4",3518,101.97,"Switch","TR79"]
["1SCA022497R0650","OT25M4",2860,82.9,"Switch","TR79"]
["1SCA022497R0730","OT16M4",2386,69.16,"Switch","TR79"]
["1SCA022500R1390","OHB145J12E311",1949,56.49,"Switch","TR79"]
["1SCA022501R4700","OHY65J6E20",1247,36.14,"Switch","TR79"]
["1SCA022501R5000","OHY125J12E20",1971,57.13,"Switch","TR79"]
["1SCA022505R4910","OHB175J10",2655,76.959999999999994,"Switch","TR79"]
["1SCA022505R5050","OXP10X500",1291,37.42,"Switch","TR79"]
["1SCA022506R4120","OTE25T6B",19128,554.42999999999995,"Switch","TR79"]
["1SCA022506R4210","OTE36T6B",22442,650.49,"Switch","TR79"]
["1SCA022508R7250","OHB125J10X",2541,73.650000000000006,"Switch","TR79"]
["1SCA022508R7330","OHB65J10X",2069,59.97,"Switch","TR79"]
["1SCA022512R1450","OT250KFCC6B",95318,2762.84,"Switch","TR79"]
["1SCA022512R6330","OT200KLCC3AZ",69927,2026.87,"Switch","TR79"]
["1SCA022512R6410","OT250KLCC3AZ",80467,2332.38,"Switch","TR79"]
["1SCA022512R6500","OT315KLCC3AZ",103888,3011.25,"Switch","TR79"]
["1SCA022512R6680","OT400DLCC3AZ",112706,3266.84,"Switch","TR79"]
["1SCA022512R6760","OT630KLCC3AZ",159612,4626.43,"Switch","TR79"]
["1SCA022512R6840","OT1000BLCC3AZ",427347,12386.87,"Switch","TR79"]
["1SCA022512R6920","OT1000BBCC3AZ",427347,12386.87,"Switch","TR79"]
["1SCA022512R7310","OT200KLRR3AZ",69927,2026.87,"Switch","TR79"]
["1SCA022512R7490","OT250KLRR3AZ",80467,2332.38,"Switch","TR79"]
["1SCA022512R7570","OT315KLRR3AZ",103888,3011.25,"Switch","TR79"]
["1SCA022512R7650","OT400DLRR3AZ",112706,3266.84,"Switch","TR79"]
["1SCA022512R7730","OT630KLRR3AZ",159612,4626.43,"Switch","TR79"]
["1SCA022512R7810","OT1000BLRR3AZ",427347,12386.87,"Switch","TR79"]
["1SCA022512R8200","OT200KLCC6AZ",139850,4053.62,"Switch","TR79"]
["1SCA022512R8380","OT250KLCC6AZ",160938,4664.87,"Switch","TR79"]
["1SCA022512R8460","OT315KLCC6AZ",181792,5269.33,"Switch","TR79"]
["1SCA022512R8540","OT400DLCC6AZ",197239,5717.07,"Switch","TR79"]
["1SCA022512R8620","OT630KLCC6AZ",279319,8096.2,"Switch","TR79"]
["1SCA022512R9190","OT200KLRR6AZ",139850,4053.62,"Switch","TR79"]
["1SCA022512R9270","OT250KLRR6AZ",160938,4664.87,"Switch","TR79"]
["1SCA022512R9350","OT315KLRR6AZ",181792,5269.33,"Switch","TR79"]
["1SCA022512R9430","OT400DLRR6AZ",197239,5717.07,"Switch","TR79"]
["1SCA022512R9510","OT630KLRR6AZ",279319,8096.2,"Switch","TR79"]
["1SCA022513R0010","OT200KAUC3AZ",106137,3076.43,"Switch","TR79"]
["1SCA022513R0100","OT250KAUC3AZ",111895,3243.33,"Switch","TR79"]
["1SCA022513R0280","OT315KAUC3AZ",131290,3805.51,"Switch","TR79"]
["1SCA022513R0360","OT400DAUC3AZ",142449,4128.96,"Switch","TR79"]
["1SCA022513R0440","OT630KAUC3AZ",201724,5847.07,"Switch","TR79"]
["1SCA022513R0520","OT630KBUC3AZ",201724,5847.07,"Switch","TR79"]
["1SCA022513R0610","OT1000BAUC3AZ",540112,15655.42,"Switch","TR79"]
["1SCA022513R1090","OT200KAUR3AZ",97234,2818.38,"Switch","TR79"]
["1SCA022513R1170","OT250KAUR3AZ",111895,3243.33,"Switch","TR79"]
["1SCA022513R1250","OT315KAUR3AZ",131290,3805.51,"Switch","TR79"]
["1SCA022513R1330","OT400DAUR3AZ",142449,4128.96,"Switch","TR79"]
["1SCA022513R1410","OT630KAUR3AZ",201724,5847.07,"Switch","TR79"]
["1SCA022513R1500","OT1000BAUR3AZ",540112,15655.42,"Switch","TR79"]
["1SCA022513R7450","OT200KTRR3TZ",76917,2229.48,"Switch","TR79"]
["1SCA022513R7530","OT250KTRR3TZ",88516,2565.6799999999998,"Switch","TR79"]
["1SCA022513R7610","OT315KTRR3TZ",114276,3312.35,"Switch","TR79"]
["1SCA022513R7700","OT400DTRR3TZ",123974,3593.45,"Switch","TR79"]
["1SCA022513R7880","OT630KTRR3TZ",175575,5089.13,"Switch","TR79"]
["1SCA022513R7960","OT1000BTRR3TZ",470087,13625.71,"Switch","TR79"]
["1SCA022513R8340","OT200KUUR3TZ",106954,3100.12,"Switch","TR79"]
["1SCA022513R8420","OT250KUUR3TZ",123073,3567.33,"Switch","TR79"]
["1SCA022513R8510","OT315KUUR3TZ",144422,4186.1400000000003,"Switch","TR79"]
["1SCA022513R8690","OT400DUUR3TZ",156696,4541.91,"Switch","TR79"]
["1SCA022513R8770","OT630KUUR3TZ",221911,6432.2,"Switch","TR79"]
["1SCA022513R8850","OT1000BUUR3TZ",594132,17221.22,"Switch","TR79"]
["1SCA022530R0200","OSZ4",571,16.55,"Switch","TR79"]
["1SCA022530R0460","OSZX1",760,22.03,"Switch","TR79"]
["1SCA022530R4450","OT200KFCC4B",47880,1387.83,"Switch","TR79"]
["1SCA022530R4530","OT250KFCC4B",57365,1662.75,"Switch","TR79"]
["1SCA022530R5770","OT63ML3",3725,107.97,"Switch","TR79"]
["1SCA022530R6400","OT63ML4",4428,128.35,"Switch","TR79"]
["1SCA022530R6580","OTPS63MLP",1238,35.880000000000003,"Switch","TR79"]
["1SCA022532R2190","OHB65J6E001S",1082,31.36,"Switch","TR79"]
["1SCA022536R1680","OTE75T6B",36127,1047.1600000000001,"Switch","TR79"]
["1SCA022536R1760","OTE90T6B",39728,1151.54,"Switch","TR79"]
["1SCA022536R2570","OHY175J10",2919,84.61,"Switch","TR79"]
["1sca022537r1810","PG400S1",4338,125.74,"Switch","TR79"]
["1SCA022542R5590","OT200KAUR6AZ",194463,5636.61,"Switch","TR79"]
["1SCA022542R5670","OT250KAUR6AZ",223783,6486.46,"Switch","TR79"]
["1SCA022542R5750","OT315KAUR6AZ",229756,6659.59,"Switch","TR79"]
["1SCA022542R5830","OT400DAUR6AZ",249272,7225.28,"Switch","TR79"]
["1SCA022542R5910","OT630KAUR6AZ",353025,10232.61,"Switch","TR79"]
["1SCA022542R6210","OT200KAUC6AZ",194463,5636.61,"Switch","TR79"]
["1SCA022542R6300","OT250KAUC6AZ",223783,6486.46,"Switch","TR79"]
["1SCA022542R6480","OT315KAUC6AZ",229756,6659.59,"Switch","TR79"]
["1SCA022542R6560","OT400DAUC6AZ",249272,7225.28,"Switch","TR79"]
["1SCA022542R6640","OT630KAUC6AZ",353025,10232.61,"Switch","TR79"]
["1SCA022542R6720","OT630KBUR3AZ",201724,5847.07,"Switch","TR79"]
["1SCA022542R6990","OT200KLRR4AZ",80419,2330.9899999999998,"Switch","TR79"]
["1SCA022542R7020","OT250KLRR4AZ",92538,2682.26,"Switch","TR79"]
["1SCA022542R7110","OT315KLRR4AZ",119472,3462.96,"Switch","TR79"]
["1SCA022542R7290","OT400DLRR4AZ",129605,3756.67,"Switch","TR79"]
["1SCA022542R7450","OT630KLRR4AZ",183562,5320.64,"Switch","TR79"]
["1SCA022542R8260","OT200KLCC4AZ",80419,2330.9899999999998,"Switch","TR79"]
["1SCA022542R8340","OT250KLCC4AZ",92538,2682.26,"Switch","TR79"]
["1SCA022542R8690","OT315KLCC4AZ",119472,3462.96,"Switch","TR79"]
["1SCA022542R8770","OT400DLCC4AZ",129605,3756.67,"Switch","TR79"]
["1SCA022542R8850","OT630KLCC4AZ",183562,5320.64,"Switch","TR79"]
["1SCA022543R5550","OTZS2                ",88.4,2.56,"Switch","TR79"]
["1SCA022545R5660","OHB125J12E004",1335,38.700000000000003,"Switch","TR79"]
["1SCA022545R7440","OT200KTRR6TZ",153836,4459.01,"Switch","TR79"]
["1SCA022545R7520","OT250KTRR6TZ",177032,5131.3599999999997,"Switch","TR79"]
["1SCA022545R7610","OT315KTRR6TZ",199966,5796.12,"Switch","TR79"]
["1SCA022545R7790","OT400DTRR6TZ",216963,6288.78,"Switch","TR79"]
["1SCA022545R7870","OT630KTRR6TZ",307248,8905.74,"Switch","TR79"]
["1SCA022546R0820","OTL75T3B",18866,546.84,"Switch","TR79"]
["1SCA022546R0910","OTL75T4B",19432,563.25,"Switch","TR79"]
["1SCA022546R1040","OTL75T6B",24618,713.57,"Switch","TR79"]
["1SCA022546R1120","OTL90T3B",20445,592.61,"Switch","TR79"]
["1SCA022546R1210","OTL90T4B",20898,605.74,"Switch","TR79"]
["1SCA022546R1390","OTL90T6B",26993,782.41,"Switch","TR79"]
["1SCA022548R6710","OT315KFCC4B",78592,2278.0300000000002,"Switch","TR79"]
["1SCA022549R2190","OT200KLUU3AZ",64330,1864.64,"Switch","TR79"]
["1SCA022549R2270","OT250KLUU3AZ",74035,2145.94,"Switch","TR79"]
["1SCA022549R2430","OT400DLUU3AZ",104358,3024.87,"Switch","TR79"]
["1SCA022549R2510","OT630KLUU3AZ",147791,4283.8,"Switch","TR79"]
["1SCA022549R2600","OT1000BLUU3AZ",395687,11469.19,"Switch","TR79"]
["1SCA022549R5700","OHB125J12E00B",1803,52.26,"Switch","TR79"]
["1SCA022549R5880","OHB65J6TE001S",1088,31.54,"Switch","TR79"]
["1SCA022555R7580","OTL75A3B",18866,546.84,"Switch","TR79"]
["1SCA022555R7660","OTL75A4B",19432,563.25,"Switch","TR79"]
["1SCA022555R7740","OTL75A6B",24618,713.57,"Switch","TR79"]
["1SCA022555R7820","OTL90A3B",20445,592.61,"Switch","TR79"]
["1SCA022555R7910","OTL90A4B",20898,605.74,"Switch","TR79"]
["1SCA022555R8040","OTL90A6B",26993,782.41,"Switch","TR79"]
["1SCA022555R9870","OA1L11",996,28.87,"Switch","TR79"]
["1SCA022555R9950","OA3L11",912,26.43,"Switch","TR79"]
["1SCA022559R5670","OHZX6",848,24.58,"Switch","TR79"]
["1SCA022560R2120","OSZ5",972,28.17,"Switch","TR79"]
["1SCA022560R5570","OEZXC11L",8376,242.78,"Switch","TR79"]
["1SCA022560R5730","OEZXC12L",10073,291.97000000000003,"Switch","TR79"]
["1SCA022562R1260","OTL16B3M",12658,366.9,"Switch","TR79"]
["1SCA022562R1690","OTL16B6M",16261,471.33,"Switch","TR79"]
["1SCA022562R1850","OTL16BA3M",12658,366.9,"Switch","TR79"]
["1SCA022562R2070","OTL16BA4M",13322,386.14,"Switch","TR79"]
["1SCA022562R2230","OTL16BA6M",16261,471.33,"Switch","TR79"]
["1SCA022562R2400","OTL25B3M",13222,383.25,"Switch","TR79"]
["1SCA022562R2660","OTL25B4M",14234,412.58,"Switch","TR79"]
["1SCA022562R2820","OTL25B6M",17166,497.57,"Switch","TR79"]
["1SCA022562R3040","OTL25BA3M",13222,383.25,"Switch","TR79"]
["1SCA022562R3210","OTL25BA4M",14234,412.58,"Switch","TR79"]
["1SCA022562R3470","OTL25BA6M",17166,497.57,"Switch","TR79"]
["1SCA022562R3630","OTL32B3M",14234,412.58,"Switch","TR79"]
["1SCA022562R3800","OTL32B4M",14792,428.75,"Switch","TR79"]
["1SCA022562R4010","OTL32B6M",17739,514.16999999999996,"Switch","TR79"]
["1SCA022562R4100","OTL32BA3M",14234,412.58,"Switch","TR79"]
["1SCA022562R4120","OTL16B4M",13322,386.14,"Switch","TR79"]
["1SCA022562R4360","OTL32BA4M",14792,428.75,"Switch","TR79"]
["1SCA022562R4520","OTL32BA6M",17739,514.16999999999996,"Switch","TR79"]
["1SCA022562R4790","OTL45B3M",14461,419.16,"Switch","TR79"]
["1SCA022562R4950","OTL45B4M",15589,451.86,"Switch","TR79"]
["1SCA022562R5330","OTL45BA3M",14461,419.16,"Switch","TR79"]
["1SCA022562R5500","OTL45BA4M",15589,451.86,"Switch","TR79"]
["1SCA022562R5920","OTL63B3M",15250,442.03,"Switch","TR79"]
["1SCA022562R6140","OTL63B4M",16597,481.07,"Switch","TR79"]
["1SCA022562R6570","OTL63BA3M",15250,442.03,"Switch","TR79"]
["1SCA022562R6730","OTL63BA4M",16597,481.07,"Switch","TR79"]
["1SCA022562R8350","OTL100B3B",19656,569.74,"Switch","TR79"]
["1SCA022562R8430","OTL100B3U",19656,569.74,"Switch","TR79"]
["1SCA022562R8510","OTL100B4B",20213,585.88,"Switch","TR79"]
["1SCA022562R8600","OTL100B4U",20213,585.88,"Switch","TR79"]
["1SCA022562R8940","OTL100BA3B",19656,569.74,"Switch","TR79"]
["1SCA022562R9080","OTL100BA3U",19656,569.74,"Switch","TR79"]
["1SCA022562R9160","OTL100BA4B",20213,585.88,"Switch","TR79"]
["1SCA022562R9240","OTL100BA4U",20213,585.88,"Switch","TR79"]
["1SCA022562R9590","OTL125B3B",20670,599.13,"Switch","TR79"]
["1SCA022562R9670","OTL125B3U",20670,599.13,"Switch","TR79"]
["1SCA022562R9830","OTL125B4B",21228,615.29999999999995,"Switch","TR79"]
["1SCA022562R9910","OTL125B4U",21228,615.29999999999995,"Switch","TR79"]
["1SCA022563R0250","OTL125BA3B",20670,599.13,"Switch","TR79"]
["1SCA022563R0330","OTL125BA3U",20670,599.13,"Switch","TR79"]
["1SCA022563R0410","OTL125BA4B",21228,615.29999999999995,"Switch","TR79"]
["1SCA022563R0500","OTL125BA4U",21228,615.29999999999995,"Switch","TR79"]
["1SCA022567R0010","OTR45B3M",33991,985.25,"Switch","TR79"]
["1SCA022567R0270","OTR63B3M",36256,1050.9000000000001,"Switch","TR79"]
["1SCA022567R1280","OTR75T3B",40996,1188.29,"Switch","TR79"]
["1SCA022567R1360","OTR75T4B",49239,1427.22,"Switch","TR79"]
["1SCA022567R1440","OTR90T3B",43924,1273.1600000000001,"Switch","TR79"]
["1SCA022567R1520","OTR90T4B",52623,1525.3,"Switch","TR79"]
["1SCA022567R8960","OTR75A3B",40996,1188.29,"Switch","TR79"]
["1SCA022567R9000","OTR75A4B",49239,1427.22,"Switch","TR79"]
["1SCA022567R9180","OTR90A3B",43924,1273.1600000000001,"Switch","TR79"]
["1SCA022567R9260","OTR90A4B",52623,1525.3,"Switch","TR79"]
["1SCA022567R9420","OTR16B3M",28349,821.71,"Switch","TR79"]
["1SCA022567R9690","OTR25B3M",30037,870.64,"Switch","TR79"]
["1SCA022567R9850","OTR32B3M",31616,916.41,"Switch","TR79"]
["1SCA022568R0510","OTR100B3B",43366,1256.99,"Switch","TR79"]
["1SCA022568R0600","OTR100B3U",43366,1256.99,"Switch","TR79"]
["1SCA022568R0780","OTR125B3B",46306,1342.2,"Switch","TR79"]
["1SCA022568R0860","OTR125B3U",46306,1342.2,"Switch","TR79"]
["1SCA022568R1080","OTR16B4M",33888,982.26,"Switch","TR79"]
["1SCA022568R1240","OTR25B4M",35917,1041.07,"Switch","TR79"]
["1SCA022568R1410","OTR32B4M",37828,1096.46,"Switch","TR79"]
["1SCA022568R1670","OTR45B4M",40655,1178.4100000000001,"Switch","TR79"]
["1SCA022568R1830","OTR63B4M",43589,1263.45,"Switch","TR79"]
["1SCA022568R2130","OTR100B4B",51940,1505.51,"Switch","TR79"]
["1SCA022568R2210","OTR100B4U",51940,1505.51,"Switch","TR79"]
["1SCA022568R2300","OTR125B4B",55109,1597.36,"Switch","TR79"]
["1SCA022568R2480","OTR125B4U",55109,1597.36,"Switch","TR79"]
["1SCA022569R5110","OTR16BA3M",28349,821.71,"Switch","TR79"]
["1SCA022569R5200","OTR16BA4M",33888,982.26,"Switch","TR79"]
["1SCA022569R7670","OTR100BA4U",51940,1505.51,"Switch","TR79"]
["1SCA022569R8050","OTR125BA4U",55109,1597.36,"Switch","TR79"]
["1SCA022575R2440","OTR16B6M",42572,1233.97,"Switch","TR79"]
["1SCA022577R7780","OHB175L12",2807,81.36,"Switch","TR79"]
["1SCA022580R8330","OTR36T6B",49461,1433.65,"Switch","TR79"]
["1SCA022596R7210","OTR75A6B",74075,2147.1,"Switch","TR79"]
["1SCA022610R5110","OTL45BA6B",22590,654.78,"Switch","TR79"]
["1SCA022612R8830","OTL25A3M",13897,402.81,"Switch","TR79"]
["1SCA022613R0490","OTL63T4M",17393,504.14,"Switch","TR79"]
["1SCA022613R2940","OTR25A3M",31166,903.36,"Switch","TR79"]
["1SCA022613R4480","OTR36T4M",39527,1145.71,"Switch","TR79"]
["1SCA022613R9360","OTE36A4M",10151,294.23,"Switch","TR79"]
["1SCA022627R2790","OFAF0H63",819,23.74,"Switch","TR79"]
["1SCA022627R4220","OFAF1H125",635,18.41,"Switch","TR79"]
["1SCA022627R6510","OFAF3H315",1799,52.14,"Switch","TR79"]
["1SCA022631R5600","OZXT2/1",1577,45.71,"Switch","TR79"]
["1SCA022652R0870","OFAF000AM20",456,13.22,"Switch","TR79"]
["1SCA022660R2760","OA5G10",862,24.99,"Switch","TR79"]
["1SCA022660R9930","OFAA4AGG800",13088,379.36,"Switch","TR79"]
["1SCA022673R5810","OHB175L12E311",3244,94.03,"Switch","TR79"]
["1SCA022697R2850","OFAF000AM80",456,13.22,"Switch","TR79"]
["1SCA022697R6090","OFAF0AM125",847,24.55,"Switch","TR79"]
["1SCA022697R7570","OFAF1AM200",1076,31.19,"Switch","TR79"]
["1SCA022697R8380","OFAF2AM50",1291,37.42,"Switch","TR79"]
["1SCA022698R0870","OFAF4AM630",12961,375.68,"Switch","TR79"]
["1SCA022699R4310","OTP16K3M25",4207,121.94,"Switch","TR79"]
["1SCA022701R0290","OFAA1GG200",1835,53.19,"Switch","TR79"]
["1SCA022701R1850","OFAA00AM100",796,23.07,"Switch","TR79"]
["1SCA022701R3390","OFAA2AM355",2184,63.3,"Switch","TR79"]
["1SCA022703R1290","OFAA0GG6",1178,34.14,"Switch","TR79"]
["1SCA022703R2770","OFAA1GG20",1835,53.19,"Switch","TR79"]
["1SCA022703R4210","OFAA3GG300",3357,97.3,"Switch","TR79"]
["1SCA022709R9760","OS200J03P",30889,895.33,"Switch","TR79"]
["1SCA022715R2240","OS200D03",13240,383.77,"Switch","TR79"]
["1SCA022715R8440","EMUG20",36.4,1.06,"Switch","TR79"]
["1SCA022715R9090","YMF-MB10861SET",2673,77.48,"Switch","TR79"]
["1SCA022720R0910","OT250E04",13534,392.29,"Switch","TR79"]
["1SCA022720R1040","OS200D30P",14449,418.81,"Switch","TR79"]
["1SCA022721R3990","OT200E12P",9489,275.04000000000002,"Switch","TR79"]
["1SCA022722R3010","EMSKV25/7",714,20.7,"Switch","TR79"]
["1SCA022723R0650","OT200U40",9471,274.52,"Switch","TR79"]
["1SCA022725R7180","OS200D40F",15892,460.64,"Switch","TR79"]
["1SCA022726R9600","OS250D30",14706,426.26,"Switch","TR79"]
["1SCA022727R4860","OS250D22FP",18853,546.46,"Switch","TR79"]
["1SCA022727R8000","OT400E04",17311,501.77,"Switch","TR79"]
["1SCA022731R8070","OTS250T1L/4",1701,49.3,"Switch","TR79"]
["1SCA022731R9630","OSS250G1S/4",1374,39.83,"Switch","TR79"]
["1SCA022735R2500","OT250E02P",10623,307.91000000000003,"Switch","TR79"]
["1SCA022736R9490","OTS400G1L/4",2462,71.36,"Switch","TR79"]
["1SCA022739R3950","OT25ETMM6TE",18790,544.64,"Switch","TR79"]
["1SCA022742R4510","OT315KTRR6AZ",199966,5796.12,"Switch","TR79"]
["1SCA022744R3720","OT250E04W",14522,420.93,"Switch","TR79"]
["1SCA022745R7600","OTR36A6B",79884,2315.48,"Switch","TR79"]
["1SCA022749R3660","OT200U02",6699,194.17,"Switch","TR79"]
["1SCA022750R1600","OT800KLUU3BZ",146560,4248.12,"Switch","TR79"]
["1SCA022751R1310","OT200E02",7294,211.42,"Switch","TR79"]
["1SCA022753R1510","OS315B30P",38618,1119.3599999999999,"Switch","TR79"]
["1SCA022753R4610","OT630E40P",28473,825.3,"Switch","TR79"]
["1SCA022753R7200","OS400B22N2P",50983,1477.77,"Switch","TR79"]
["1SCA022754R3600","OS400D13N2P",29973,868.78,"Switch","TR79"]
["1SCA022755R3740","OS400J04FP",53425,1548.55,"Switch","TR79"]
["1SCA022759R8500","OS200D01",10593,307.04000000000002,"Switch","TR79"]
["1SCA022762R7110","OT400U22",19355,561.01,"Switch","TR79"]
["1SCA022763R6280","OS250B04N2K",31957,926.29,"Switch","TR79"]
["1SCA022764R9000","OHB95D12",990,28.7,"Switch","TR79"]
["1SCA022770R3220","OSP400D",11532,334.26,"Switch","TR79"]
["1SCA022772R8720","OT200E03WCP",16301,472.49,"Switch","TR79"]
["1SCA022776R3390","OT630E04",26762,775.71,"Switch","TR79"]
["1SCA022776R8270","OTS800G1S/4",2992,86.72,"Switch","TR79"]
["1SCA022777R0760","OT160E13C",17385,503.91,"Switch","TR79"]
["1SCA022779R2140","OHB95J12E311",3042,88.17,"Switch","TR79"]
["1SCA022782R3470","OS400D40N1P",29973,868.78,"Switch","TR79"]
["1SCA022782R7620","OTS800T1S/3",2956,85.68,"Switch","TR79"]
["1SCA022783R6370","OHB275N12",4069,117.94,"Switch","TR79"]
["1SCA022785R5590","OT600U03C",78131,2264.67,"Switch","TR79"]
["1SCA022793R2760","EOT25U4P3-S1",9345,270.87,"Switch","TR79"]
["1SCA022793R3060","EOT32U3P3-S",9353,271.10000000000002,"Switch","TR79"]
["1SCA022800R1830","OT600U12",21388,619.94000000000005,"Switch","TR79"]
["1SCA022804R1030","OT400DLUU6BZ",211373,6126.75,"Switch","TR79"]
["1SCA022809R8900","OT315E04WP",18910,548.12,"Switch","TR79"]
["1SCA022812R3350","OTP90T6M",24739,717.07,"Switch","TR79"]
["1SCA022812R6370","OTE75A4M",27287,790.93,"Switch","TR79"]
["1SCA022817R3370","OS315B02",33666,975.83,"Switch","TR79"]
["1SCA022823R4420","OT630E13P",28473,825.3,"Switch","TR79"]
["1SCA022825R5000","OS800D04FP",69702,2020.35,"Switch","TR79"]
["1SCA022825R6660","OS630B22N2P",88734,2572,"Switch","TR79"]
["1SCA022825R9920","OS800L03P",106012,3072.81,"Switch","TR79"]
["1SCA022828R1180","OT800ELRR3AZ",241092,6988.17,"Switch","TR79"]
["1SCA022830R9530","CXBY68738/IK",2173,62.99,"Switch","TR79"]
["1SCA022834R1000","OT630KFCC4BA",125791,3646.12,"Switch","TR79"]
["1SCA022834R7030","OS800D04N1P",69702,2020.35,"Switch","TR79"]
["1SCA022835R8070","OS630D22N1",53383,1547.33,"Switch","TR79"]
["1SCA022837R5410","OS800B13N1P",103710,3006.09,"Switch","TR79"]
["1SCA022839R4030","OS600J04FP",106638,3090.96,"Switch","TR79"]
["1SCA022845R3650","OS250D22N2-60",27915,809.13,"Switch","TR79"]
["1SCA022845R9180","OTM250E3CM110V",69444,2012.87,"Switch","TR79"]
["1SCA022846R3960","OTM200E3WCM230C",66792,1936,"Switch","TR79"]
["1SCA022846R8170","OTM250E4WCM110V",88694,2570.84,"Switch","TR79"]
["1SCA022853R0230","OS250D22LR",42350,1227.54,"Switch","TR79"]
["1SCA022855R1310","OS400B21LR",99206,2875.54,"Switch","TR79"]
["1SCA022860R1010","OT250ES04",26652,772.52,"Switch","TR79"]
["1SCA022860R2750","OT800ES03K",66846,1937.57,"Switch","TR79"]
["1SCA022860R6070","OT1000E04",65539,1899.68,"Switch","TR79"]
["1SCA022865R6920","OT1600E03N3P",134953,3911.68,"Switch","TR79"]
["1SCA022870R0170","OT250ES30K",16573,480.38,"Switch","TR79"]
["1SCA022870R8070","OS200BS40FK",28396,823.07,"Switch","TR79"]
["1SCA022870R8820","OS250BS40FK",35010,1014.78,"Switch","TR79"]
["1SCA022871R2690","OS250DS40N2K",20796,602.78,"Switch","TR79"]
["1SCA022871R7220","OT1000E03W4",59770,1732.46,"Switch","TR79"]
["1SCA022872R1410","OT1000E04C",88694,2570.84,"Switch","TR79"]
["1SCA022874R3650","OT600U30C",78131,2264.67,"Switch","TR79"]
["1SCA100392R1001","OSS400G4SSL",1871,54.23,"Switch","TR79"]
["1SCA100858R1001","OS630D03N3P",61788,1790.96,"Switch","TR79"]
["1SCA101545R1001","OT1600E22",117328,3400.81,"Switch","TR79"]
["1SCA101649R1001","OXS6X115",156,4.5199999999999996,"Switch","TR79"]
["1SCA102168R1001","OS250B03BBP",33059,958.23,"Switch","TR79"]
["1SCA102190R1001","OS250D03BBP",19597,568.03,"Switch","TR79"]
["1SCA102318R1001","OT400ERRR3TZ",195020,5652.75,"Switch","TR79"]
["1SCA102406R1001","OS250D12LR-114",71211,2064.09,"Switch","TR79"]
["1SCA102773R1001","OT1250ELRR3TZ",512808,14864,"Switch","TR79"]
["1SCA103283R1001","OT1250EUUR3AZ",712953,20665.3,"Switch","TR79"]
["1SCA103329R1001","OT1000ERRR3TZ",729787,21153.25,"Switch","TR79"]
["1SCA103722R1001","OT315E33",19139,554.75,"Switch","TR79"]
["1SCA103909R1001","OT2000E04C",220012,6377.16,"Switch","TR79"]
["1SCA104162R1001","OXN1250T",28710,832.17,"Switch","TR79"]
["1SCA104317R1001","OSM400D3N3M230C",95763,2775.74,"Switch","TR79"]
["1SCA104522R1001","OSM800D3M230C",167952,4868.17,"Switch","TR79"]
["1SCA104834R1001","OT16F6",3263,94.58,"Switch","TR79"]
["1SCA104971R1001","OT2500E03",119697,3469.48,"Switch","TR79"]
["1SCA105057R1001","OT125F6",10864,314.89999999999998,"Switch","TR79"]
["1SCA105129R1001","OT2500E30",119697,3469.48,"Switch","TR79"]
["1SCA105231R1001","OHBS2PJ",502,14.55,"Switch","TR79"]
["1SCA105248R1001","OS1250D04N2P",140232,4064.7,"Switch","TR79"]
["1SCA105323R1001","OHYS2RJ",420,12.17,"Switch","TR79"]
["1SCA105429R1001","OT80F8",8187,237.3,"Switch","TR79"]
["1SCA105473R1001","OS1250D04FP",140232,4064.7,"Switch","TR79"]
["1SCA105639R1001","OT800U22",63027,1826.87,"Switch","TR79"]
["1SCA105956R1001","OT160E22C",17385,503.91,"Switch","TR79"]
["1SCA106288R1001","OHB200J12PE20",6833,198.06,"Switch","TR79"]
["1SCA106523R1001","OTZT2A",9960,288.7,"Switch","TR79"]
["1SCA106542R1001","PDAL2/24DC",19985,579.28,"Switch","TR79"]
["1SCA106988R1001","OT630E13CFP",62474,1810.84,"Switch","TR79"]
["1SCA107481R1001","OTV1000ECK",8349,242,"Switch","TR79"]
["1SCA107831R1001","OT630E33",36399,1055.04,"Switch","TR79"]
["1SCA107946R1001","OSP1250D",47652,1381.22,"Switch","TR79"]
["1SCA108093R1001","OS800DS03K",64231,1861.77,"Switch","TR79"]
["1SCA108148R1001","OS630BS30K",81821,2371.62,"Switch","TR79"]
["1SCA108357R1001","OT1250E04K",78231,2267.5700000000002,"Switch","TR79"]
["1SCA108501R1001","OT160E12WCLP",17373,503.57,"Switch","TR79"]
["1SCA108540R1001","OT200E12WCLP",19128,554.42999999999995,"Switch","TR79"]
["1SCA108607R1001","OT250E04WCLP",31547,914.41,"Switch","TR79"]
["1SCA108639R1001","OS25FFS3010",9615,278.7,"Switch","TR79"]
["1SCA108708R1001","OS630B03K",74574,2161.5700000000002,"Switch","TR79"]
["1SCA108791R1001","OS20FB12A1-2",7186,208.29,"Switch","TR79"]
["1SCA108938R1001","OS40FD22000N1",9728,281.97000000000003,"Switch","TR79"]
["1SCA108942R1001","OS40FDS30000",10697,310.06,"Switch","TR79"]
["1SCA109284R1001","OT2000E13W4P",174487,5057.59,"Switch","TR79"]
["1SCA109431R1001","OSS1250G1L",2138,61.97,"Switch","TR79"]
["1SCA109868R1001","OHB45J6E311-RUH ",1280,37.1,"Switch","TR79"]
["1SCA110233R1001","OT1000E30",52439,1519.97,"Switch","TR79"]
["1SCA111211R1001","OHB200J12PE421",6833,198.06,"Switch","TR79"]
["1SCA111414R1001","OTVS2",252,7.3,"Switch","TR79"]
["1SCA111933R1001","OX6X300",484,14.03,"Switch","TR79"]
["1SCA112547R1001","OSM1250D3N3M230C",272855,7908.84,"Switch","TR79"]
["1SCA113151R1001","OTV800ECFK",8755,253.77,"Switch","TR79"]
["1SCA113685R1001","OTM2000E4CM110V",520356,15082.78,"Switch","TR79"]
["1SCA113953R1001","OT2500E01",89771,2602.06,"Switch","TR79"]
["1SCA114613R1001","OS100GB03P",15297,443.39,"Switch","TR79"]
["1SCA114807R1001","EPN720M20/M16                                       ",2386,69.16,"Switch","TR79"]
["1SCA115196R1001","OS32GD04FP",12103,350.81,"Switch","TR79"]
["1SCA115231R1001","OS63GD22F",11862,343.83,"Switch","TR79"]
["1SCA115292R1001","OTM200E4M230C",76073,2205.0100000000002,"Switch","TR79"]
["1SCA115345R1001","OS32GB22N1P",12428,360.23,"Switch","TR79"]
["1SCA115401R1001","OS160GD04F",14682,425.57,"Switch","TR79"]
["1SCA115494R1001","OS50GF04N1",8779,254.46,"Switch","TR79"]
["1SCA115566R1001","OS50GF22F",8779,254.46,"Switch","TR79"]
["1SCA115634R1001","OS125GB03P",15860,459.71,"Switch","TR79"]
["1SCA115815R1001","OT1600EM03P",116342,3372.23,"Switch","TR79"]
["1SCA115879R1001","OS125GD22N2",13455,390,"Switch","TR79"]
["1SCA115902R1001","OS125GB22N1",17561,509.01,"Switch","TR79"]
["1SCA115933R1001","OS125GDS30K",13722,397.74,"Switch","TR79"]
["1SCA115966R1001","OS125GDS30",12346,357.86,"Switch","TR79"]
["1SCA116046R1001","OS32GDS40N2",12163,352.55,"Switch","TR79"]
["1SCA116402R1001","OS32GDS40N2K",13372,387.59,"Switch","TR79"]
["1SCA116673R1001","OSM160GD3M230C",55082,1596.58,"Switch","TR79"]
["1SCA116723R1001","OS100GB02P",13900,402.9,"Switch","TR79"]
["1SCA116740R1001","OS125GD04N2K",14842,430.2,"Switch","TR79"]
["1SCA116757R1001","OS160GDS40F",16152,468.17,"Switch","TR79"]
["1SCA116789R1001","OS100GB11",12691,367.86,"Switch","TR79"]
["1SCA116797R1001","OS125GF11",9042,262.08999999999997,"Switch","TR79"]
["1SCA116974R1001","OS100GB22N1",16921,490.46,"Switch","TR79"]
["1SCA118345R1001","OS50GF02P",7630,221.16,"Switch","TR79"]
["1SCA118550R1001","OT250E33C",52190,1512.75,"Switch","TR79"]
["1SCA118776R1001","OSM63GB4N1M230C",48974,1419.54,"Switch","TR79"]
["1SCA118779R1001","OSM100GB4N1M230C",60453,1752.26,"Switch","TR79"]
["1SCA118838R1001","OSM250D4N2M230C",77299,2240.5500000000002,"Switch","TR79"]
["1SCA118945R1001","OT2500EM04W8P",193899,5620.26,"Switch","TR79"]
["1SCA120025R1001","OT2000E02P",97234,2818.38,"Switch","TR79"]
["1SCA120262R1001","OS125GD22LR",32285,935.8,"Switch","TR79"]
["1SCA120319R1001","OS125GD21LR",26913,780.09,"Switch","TR79"]
["1SCA120535R1001","OT160EV22",8376,242.78,"Switch","TR79"]
["1SCA120660R1001","OS160GD04BBN2",18346,531.77,"Switch","TR79"]
["1SCA121085R1001","OTV1000EPK",8351,242.06,"Switch","TR79"]
["1SCA121218R1001","OTM160E2WCM230V",56313,1632.26,"Switch","TR79"]
["1SCA121365R1001","OTXP001",6233,180.67,"Servis","TR73"]
["1SCA121571R1001","OSS160GG4LS",4568,132.41,"Switch","TR79"]
["1SCA122303R1001","OXP6X158",302,8.75,"Switch","TR79"]
["1SCA122944R1001","OT315E03P61",14041,406.99,"Switch","TR79"]
["1SCA123058R1001","OS200D13N2P",17101,495.68,"Switch","TR79"]
["1SCA123564R1001","OT200E12YP",51603,1495.74,"Switch","TR79"]
["1SCA123839R1001","OTDC16FT2",3537,102.52,"Switch","TR79"]
["1SCA124061R1001","OTM40F3CMA24D",20511,594.52,"Switch","TR79"]
["1SCA124852R1001","OT4000E12P",165951,4810.17,"Switch","TR79"]
["1SCA125126R1001","OTDCP16SA11M",9585,277.83,"Switch","TR79"]
["1SCA125725R1001","OT160EVRRR6TZ",308812,8951.07,"Switch","TR79"]
["1SCA126054R1001","OTP100B3M",15812,458.32,"Switch","TR79"]
["1SCA126242R1001","OT1200U11",51274,1486.2,"Switch","TR79"]
["1SCA128197R1001","OT630KLUU6AZ",258631,7496.55,"Switch","TR79"]
["1SCA128595R1001","OT4000E02P",141893,4112.84,"Switch","TR79"]
["1SCA129154R1001","OT3200E04C",383729,11122.58,"Switch","TR79"]
["1SCA130523R1001","OTL16T3M32",12658,366.9,"Switch","TR79"]
["1SCA132465R1001","OTP63AP3M",6034,174.9,"Switch","TR79"]
["1SCA132685R1001","OTU45B3MS3",4626,134.09,"Switch","TR79"]
["1SCA134369R1001","OTDC16U2",5071,146.99,"Switch","TR79"]
["1SCA134379R1001","OTDC25US4",11222,325.27999999999997,"Switch","TR79"]
["1SCA134525R1001","OS160GBA4LUU3FZ",120927,3505.13,"Switch","TR79"]
["1SCA135137R1001","OT160GT04",14088,408.35,"Switch","TR79"]
["1SCA136704R1001","OTDC32US4",10097,292.67,"Switch","TR79"]
["1SCA138085R1001","OTS125T4/B25",8844,256.35000000000002,"Switch","TR79"]
["1SCA139791R1001","OT315E21P61",14746,427.42,"Switch","TR79"]
["1SCA142002R1001","OHG175H9K",2052,59.48,"Switch","TR79"]
["1SCA142610R1001","OKA250P3B",268803,7791.39,"Switch","TR79"]
["1SCA142679R1001","OTA63S3G",16866,488.87,"Switch","TR79"]
["1SCA144288R1001","OTA600P3Y",446889,12953.3,"Switch","TR79"]
["1SCA144713R1001","OHB175J12EH",5750,166.67,"Switch","TR79"]
["1SCA145938R1001","OT400E04YLP",68307,1979.91,"Switch","TR79"]
["1SCA148021R1001","OT160EVLUU6BZ",114014,3304.75,"Switch","TR79"]
["1SCA148205R1001","OT90GLCC4AZ",67054,1943.59,"Switch","TR79"]
["1SCA148270R1001","OT160EVLUU4BZ",52456,1520.46,"Switch","TR79"]
["1SCA148444R1001","OT125GUUR3TZ",84883,2460.38,"Switch","TR79"]
["1SCA148494R1001","OT125GAUC6AZ",154336,4473.51,"Switch","TR79"]
["1SCA148603R1001","OT90GTRR6AZ",128262,3717.74,"Switch","TR79"]
["1SCA148661R1001","OT160EVFCC6A",99830,2893.62,"Switch","TR79"]
["1SCA149943R1001","OXA400U3O3QB",821587,23814.12,"Switch","TR79"]
["1SCA150195R1001","OXES800G1L/3",1792,51.94,"Switch","TR79"]
["1SCA150972R1001","OXA400U2X2QB",317837,9212.67,"Switch","TR79"]
["1SCA150991R1001","OXA600U2X3QT",989405,28678.41,"Switch","TR79"]
["1SCA151011R1001","OXB400U3S2QB",464181,13454.52,"Switch","TR79"]
["1SCA151038R1001","OXB600U3S2QT",781120,22641.16,"Switch","TR79"]
["1SCA151049R1001","OXB630E1S2QB",179464,5201.8599999999997,"Switch","TR79"]
["1SCA151166R1001","OFAZ2P3",9474,274.61,"Switch","TR79"]
["1SCA151481R1001","OXA1200U3O3QT",2055257,59572.67,"Switch","TR79"]
["1SCA152041R1001","OXA260U3S4QT",737808,21385.74,"Switch","TR79"]
["1SCA152267R1001","OKL200N4YF2UU10",190594,5524.46,"Switch","TR79"]
["1SCA152433R1001","OXA260U3O4QT",789452,22882.67,"Switch","TR79"]
["1SCA152721R1001","OTA16S6YX",42291,1225.83,"Switch","TR79"]
["1SCA152736R1001","OTA63S4BX",39376,1141.33,"Switch","TR79"]
["1SCA153249R1001","OXA100U3O4QB",537286,15573.51,"Switch","TR79"]
["1SCA153264R1001","OXA125U2X2QT",167786,4863.3599999999997,"Switch","TR79"]
["1SCA153281R1001","OXA125U3X3QB",407178,11802.26,"Switch","TR79"]
["1SCA153300R1001","OXA160U3X3QT",428627,12423.97,"Switch","TR79"]
["1SCA153311R1001","OXA200U3X2QT",232547,6740.49,"Switch","TR79"]
["1SCA153327R1001","OXA30U2X2QB",155999,4521.71,"Switch","TR79"]
["1SCA153344R1001","OXA30U3X2QT",182323,5284.72,"Switch","TR79"]
["1SCA153361R1001","OXA60U3S3QB",400971,11622.35,"Switch","TR79"]
["1SCA153381R1001","OXB100U3S3QB",543959,15766.93,"Switch","TR79"]
["1SCA153396R1001","OXB125U3S2QT",263694,7643.3,"Switch","TR79"]
["1SCA153411R1001","OXB160U3S2QB",274940,7969.28,"Switch","TR79"]
["1SCA153436R1001","OXB200U2X2QB",258631,7496.55,"Switch","TR79"]
["1SCA153451R1001","OXB200U3X4QT",765363,22184.43,"Switch","TR79"]
["1SCA153476R1001","OXB260U3X2QT",367493,10651.97,"Switch","TR79"]
["1SCA153491R1001","OXB30U3X2QB",237022,6870.2,"Switch","TR79"]
["1SCA153525R1001","OXB60U2X2QB",208010,6029.28,"Switch","TR79"]
["1SCA153526R1001","OXB60U2X2QT",208010,6029.28,"Switch","TR79"]
["1SCA153541R1001","OXA1000U3O3QB",1776082,51480.639999999999,"Switch","TR79"]
["1SCA153557R1001","OXA1200U3S3QT",1920809,55675.62,"Switch","TR79"]
["1SCA153572R1001","OXA800U3S4QT",1574378,45634.14,"Switch","TR79"]
["1SCA153596R1001","OXB1000U3X4QB",2186867,63387.45,"Switch","TR79"]
["1SCA153633R1001","OXB800U3S3QB",1313641,38076.550000000003,"Switch","TR79"]
["1SCA157317R1001","OTDCKIT400FS101",3674,106.49,"Switch","TR79"]
["1SCA158158R1001","OTDC250UF02",15922,461.51,"Switch","TR79"]
["1SCA158196R1001","OTDC400F11",13930,403.77,"Switch","TR79"]
["1SCA158231R1001","OTDC600UF02",20965,607.67999999999995,"Switch","TR79"]
["1SCA158285R1001","OTDC630FV11K-ESS",23392,678.03,"Switch","TR79"]
["1SCA158302R1001","OTDC500F22",29425,852.9,"Switch","TR79"]
["1SCA158428R1001","OTDC500FV22P",38727,1122.52,"Switch","TR79"]
["1SCA158540R1001","OXAHMI-L2",27424,794.9,"Switch","TR79"]
["1SCA160619R1001","OTDC800F22",34336,995.25,"Switch","TR79"]
["1SDA013609R1","KIT 4p F > P MP  S3-S4",6381,184.96,"Servis","TR73"]
["1SDA013707R1","KIT 4p F F>F EF S5",6381,184.96,"Servis","TR73"]
["1SDA013786R1","SOR 380/400VAC S3-S4-S5",7340,212.75,"Servis","TR73"]
["1SDA013866R1","CONNECTOR  SOR-UVR L=1MT S3-S4-S5-S6 P/W",1263,36.61,"Servis","TR73"]
["1SDA013886R1","KEY LOCK  MOTOR 2 S6-S7",3245,94.06,"Servis","TR73"]
["1SDA013954R1","KIT EF T6 800 - S6 800 6pcs             ",3983,115.45,"Tmax","TR70"]
["1SDA014010R1","PR212-LSIG-In=630A -3p S6-630",86727,2513.83,"Servis","TR73"]
["1SDA014032R1","MOTOR 200/250V S6",93163,2700.38,"Servis","TR73"]
["1SDA014177R1","PR212-LSIG-In=1250A -4p S7-1250",126453,3665.3,"Servis","TR73"]
["1SDA014208R1","CONNECTOR  CONTACTS AUX. S7 L=1MT W",1552,44.99,"Servis","TR73"]
["1SDA014228R1","FRONT OPERATING MECHANISM LEVER S7",5431,157.41999999999999,"Servis","TR73"]
["1SDA023355R1","KIT 1/2 3p F F>F FC CuAl S3 100",7028,203.71,"Servis","TR73"]
["1SDA023374R1","KIT 1/2 4p F F>F FC S5",5476,158.72,"Servis","TR73"]
["1SDA023393R1","KIT EF T6 800 - S6 800 4pcs             ",2717,78.75,"Tmax","TR70"]
["1SDA025546R1","1 C.O.CONT.RACKED OUT(DIG.SIGN.) S3..S7",5454,158.09,"Servis","TR73"]
["1SDA025777R1","CTs EXT 630A S6 630",18476,535.54,"Servis","TR73"]
["1SDA037515R1","UVR 480V AC S6-S7",9069,262.87,"Servis","TR73"]
["1SDA038064R1","KIT 1/2 3p F HR>F F E3",61995,1796.96,"Servis","TR73"]
["1SDA038265R1","SAFETY SHUTTERS E1/2 FOUR-POLE",12381,358.87,"Servis","TR73"]
["1SDA038290R1","SHUNT OPEN.RELEASE 110/120V    E1/6-T8",8781,254.52,"Servis","TR73"]
["1SDA038311R1","UNDER VOLTAGE RELEASE  120/127V  E1/6-T8",13441,389.59,"Servis","TR73"]
["1SDA038329R1","INTERLOCK CABLES 2CB.S HORIZ.  -A- E1/6",11745,340.43,"Servis","TR73"]
["1SDA038344R1","IP54 PROTECT WITH KEYS LOCK SEV. E1/6-T8",8431,244.38,"Servis","TR73"]
["1SDA038368R1","ACCESSORY FOR INTERLOCK  E4 3pole",6939,201.13,"Servis","TR73"]
["1SDA038369R1","ACCESSORY FOR INTERLOCK  E6 4pole",6939,201.13,"Servis","TR73"]
["1SDA043466R1","ACCESS.FOR INTERLOCK E4 4pole-E6 3pole",6912,200.35,"Servis","TR73"]
["1SDA043501R1","Cover Kit with operating lever",15331,444.38,"Servis","TR73"]
["1SDA044850R1","CONNECT.+CABLES FOR MOTOR F L=2MT    S7",2914,84.46,"Servis","TR73"]
["1SDA045696R1","SINGLE POLE E3L",114721,3325.25,"Servis","TR73"]
["1SDA046518R1","EXTENDED FRONT TERM.DIST. IV S4",6381,184.96,"Servis","TR73"]
["1SDA047631R1","MOSTRINA PER COM. LEVA X FISSOS6X",4082,118.32,"Servis","TR73"]
["1SDA048719R1","KIT 1/2 4p full size F HR>F VR E4",65370,1894.78,"Servis","TR73"]
["1SDA050046R1","KIT 1/2 3p F HR>F VR E2-A",18375,532.61,"Servis","TR73"]
["1SDA050157R1","SHUNT OPEN.RELEASE ADDITIO 24VDC E1/6-T8",10533,305.3,"Servis","TR73"]
["1SDA050452R1","S3X 125 1000V R 50 Im= 500 3p F F",96991,2811.33,"Servis","TR73"]
["1SDA050534R1","S6L 800 1000V PR211-LI-In=800A 3p F F",240111,6959.74,"Servis","TR73"]
["1SDA050708R1","MOD.UNIT PR212/CI xPR212/MP-Ekip S4├╖7-XT",39195,1136.0899999999999,"Servis","TR73"]
["1SDA051156R1",{"$f":"VLOOKUP(A6853,'[2]ÜRÜN MD'!$A:$C,2,0)","v":"Muadil 1SDA067917R1"}]
["1SDA051338R1","SOR T1-T2-T3 480...525Va.c.",4747,137.59,"Servis","TR73"]
["1SDA051353R1","UVR-C T1-T2-T3 110...127Vac-110...125Vdc",8597,249.19,"Servis","TR73"]
["1SDA051372R1","AUP T2-T3 1 CONT.SEGNALAZIONE INSERITO",1366,39.590000000000003,"Servis","TR73"]
["1SDA051404R1","RC222/2 FOR T2 3p F",59367,1720.78,"Servis","TR73"]
["1SDA051423R1","LTC T2 3p COPRITERMINALI BASSI 2pcs",1735,50.29,"Servis","TR73"]
["1SDA051480R1","KIT FC Cu T3 6pcs",2870,83.19,"Servis","TR73"]
["1SDA051510R1","FLANGE FOR THE COMPARTMENT DOOR FOR",2344,67.94,"Servis","TR73"]
["1SDA052314R1","KIT 1/2 4p F HR>F VR E3-A (25) UL",37414,1084.46,"Servis","TR73"]
["1SDA053704R1","AUX-C T2 1Q 1SY 1S51 - PR221",4061,117.71,"Servis","TR73"]
["1SDA053996R1","CLOS.SPRIN.OP.E4-E6 IV / E6/fs C.RA2184",20003,579.79999999999995,"Servis","TR73"]
["1SDA054033R1","T4S 250 PR221DS-LS/I In=100 4p F F      ",34502,1000.06,"Tmax","TR70"]
["1SDA054048R1","T4H 250 PR221DS-I In=100 3p F F         ",28473,825.3,"Tmax","TR70"]
["1SDA054064R1","T4H 250 PR222DS/P-LSI In=160 4p F F     ",42832,1241.51,"Tmax","TR70"]
["1SDA054079R1","T4L 250 PR222DS/P-LSIG In=160 3p F F    ",58511,1695.97,"Tmax","TR70"]
["1SDA054094R1","T4V 250 PR221DS-LS/I In=160 3p F F      ",69901,2026.12,"Tmax","TR70"]
["1SDA054110R1","T4V 250 PR221DS-I In=250 4p F F         ",91166,2642.49,"Tmax","TR70"]
["1SDA054125R1","T4S 320 PR221DS-LS/I In=320 3p F F      ",45585,1321.3,"Tmax","TR70"]
["1SDA054130R1","T4S 320 PR221DS-I In=320 4p F F         ",60627,1757.3,"Tmax","TR70"]
["1SDA054156R1","T4V 320 PR222DS/P-LSIG In=320 4p F F    ",101695,2947.68,"Tmax","TR70"]
["1SDA054203R1","T4S 250 TMA 125-1250 4p F F             ",28426,823.94,"Tmax","TR70"]
["1SDA054219R1","T4H 250 TMA 80-800 4p F F               ",31655,917.54,"Tmax","TR70"]
["1SDA054234R1","T4L 250 TMD 20-320 4p F F               ",52278,1515.3,"Tmax","TR70"]
["1SDA054249R1","T4V 250 TMA 160-1600 3p F F             ",64961,1882.93,"Tmax","TR70"]
["1SDA054266R1","T4H 320 TMA 320-3200 4p F F             ",67016,1942.49,"Tmax","TR70"]
["1SDA054285R1","T4L 250 TMA 200-2000 4p F F InN=100%In  ",54968,1593.28,"Tmax","TR70"]
["1SDA054286R1","T4L 250 TMA 250-2500 4p F F InN=100%In  ",55316,1603.36,"Tmax","TR70"]
["1SDA054316R1","T5N 400 PR221DS-LS/I In=320 3p F F      ",43281,1254.52,"Tmax","TR70"]
["1SDA054334R1","T5S 400 PR221DS-I In=320 3p F F         ",49291,1428.72,"Tmax","TR70"]
["1SDA054353R1","T5H 400 PR222DS/P-LSI In=400 3p F F     ",61096,1770.9,"Tmax","TR70"]
["1SDA054368R1","T5L 400 PR222DS/P-LSI In=320 3p F F     ",74068,2146.9,"Tmax","TR70"]
["1SDA054383R1","T5V 400 PR221DS-I In=400 3p F F         ",84156,2439.3000000000002,"Tmax","TR70"]
["1SDA054401R1","T5N 630 PR221DS-I In=630 4p F F         ",73114,2119.25,"Tmax","TR70"]
["1SDA054420R1","T5L 630 PR221DS-LS/I In=630 3p F F      ",84156,2439.3000000000002,"Tmax","TR70"]
["1SDA054436R1","T5N 400 TMA 320-3200 3p F F             ",36182,1048.75,"Tmax","TR70"]
["1SDA054454R1","T5V 400 TMA 320-3200 4p F F             ",101472,2941.22,"Tmax","TR70"]
["1SDA054470R1","T5L 630 TMA 630-6300 3p F F             ",81991,2376.5500000000002,"Tmax","TR70"]
["1SDA054491R1","T5H 630 TMA 500-5000 4p F F InN=100%In  ",92787,2689.48,"Tmax","TR70"]
["1SDA054509R1","T4L250 PR221DS-LS/I In250 3p FFC 1000VAC",56732,1644.41,"Tmax","TR70"]
["1SDA054529R1","T4L 250 Ekip M-LRIU In=160 3p F F       ",55499,1608.67,"Tmax","TR70"]
["1SDA054545R1","T5L630 PR222DS/P-LSI In630 3pFFC 1000VAC",100378,2909.51,"Tmax","TR70"]
["1SDA054574R1","T4H 320 BREAKING PART 4p F F            ",37415,1084.49,"Tmax","TR70"]
["1SDA054581R1","T5V 400 BREAKING PART 3p F F            ",63708,1846.61,"Tmax","TR70"]
["1SDA054596R1","T5V 630 BREAKING PART 4p F F            ",125176,3628.29,"Tmax","TR70"]
["1SDA054611R1","PR222DS/P-LSI In=250 T4 3p              ",18997,550.64,"Tmax","TR70"]
["1SDA054627R1","PR221DS-LS/I In=320 T4 320 3p           ",20056,581.33000000000004,"Tmax","TR70"]
["1SDA054642R1","PR222DS/PD-LSI In=160 MODBUS T4 4p      ",45610,1322.03,"Tmax","TR70"]
["1SDA054658R1","TMA 200-1000...2000 T4 3p               ",8257,239.33,"Tmax","TR70"]
["1SDA054676R1","MA 80-1120 T4 3p                        ",7077,205.13,"Tmax","TR70"]
["1SDA054693R1","PR221DS-I In=320 T5 3p                  ",22140,641.74,"Tmax","TR70"]
["1SDA054709R1","PR222DS/P-LSI In=630 T5 630 3p          ",40147,1163.68,"Tmax","TR70"]
["1SDA054724R1","TMA 400-4000 T5 3p                      ",23068,668.64,"Tmax","TR70"]
["1SDA054747R1","T4 W FP 4p VR                           ",11116,322.2,"Tmax","TR70"]
["1SDA054759R1","T5 400 W FP 4p VR                       ",13952,404.41,"Tmax","TR70"]
["1SDA054855R1","KIT FP T5 W <FP P                       ",4810,139.41999999999999,"Tmax","TR70"]
["1SDA054875R1","SOR-C T4-T5-T6 480...500 Vac            ",4886,141.62,"Tmax","TR70"]
["1SDA054893R1","UVR-C T4-T5-T6 480...500 Vac            ",5232,151.65,"Tmax","TR70"]
["1SDA054914R1","AUX T1...T6 3Q 1SY 24 Vdc               ",5494,159.25,"Tmax","TR70"]
["1SDA054942R1","KLF-S T4-T5 KEY LOCK EQ.20007 F/ROT.HAND",2113,61.25,"Tmax","TR70"]
["1SDA054967R1","LTC T4 4p TERMINAL COVERS LOW 2pcs      ",2871,83.22,"Tmax","TR70"]
["1SDA054983R1","KIT FC CuAl 1x50mm2 T4 8pcs             ",7511,217.71,"Tmax","TR70"]
["1SDA055000R1","KIT EF T4 3pcs                          ",1374,39.83,"Tmax","TR70"]
["1SDA055015R1","KIT FC Cu 1x240mm2 T5 400 8pcs          ",17560,508.99,"Tmax","TR70"]
["1SDA055031R1","KIT FC CuAl 2x240mm2 T5 630 8pcs        ",26336,763.36,"Tmax","TR70"]
["1SDA055048R1","KIT AuxV T4-T5 3pcs x KIT F             ",1847,53.54,"Tmax","TR70"]
["1SDA055053R1","TA EXT NEUTRAL 160A T4                  ",10040,291.01,"Tmax","TR70"]
["1SDA055064R1","EXTENSION 12pin AUX T4-T5-T6 P/W        ",5204,150.84,"Tmax","TR70"]
["1SDA055098R1","TMG 400-2000 T5 3p                      ",24215,701.88,"Tmax","TR70"]
["1SDA055271R1","KIT ES FP T5 630 3pcs                   ",2994,86.78,"Tmax","TR70"]
["1SDA055486R1","KIT W FP 4p HR 4pcs E1 >FP VR",18162,526.42999999999995,"Servis","TR73"]
["1SDA055502R1","T5S 400 UL/CSA PR222DS/P-LSI 300 3p F F ",65186,1889.45,"Tmax","TR70"]
["1SDA055536R1","E4S/f4000PR121/P-LIIn=4000A4pFHR",994459,28824.9,"Servis","TR73"]
["1SDA055569R1","E6H/f5000PR121/P-LSIIn=5000A4pFHR",1252594,36307.07,"Servis","TR73"]
["1SDA055587R1","E6H/f6300PR122/P-LIIn=6300A4pFHR",2026945,58752.03,"Servis","TR73"]
["1SDA055604R1","E1B800PR122/P-LSIIn=800A3pFHR",267106,7742.2,"Servis","TR73"]
["1SDA055621R1","E1B800PR122/P-LSIGIn=800A3pWMP",336390,9750.43,"Servis","TR73"]
["1SDA055640R1","E1B1250PR121/P-LIIn=1250A4pFHR",311350,9024.64,"Servis","TR73"]
["1SDA055660R1","E1B1250PR122/P-LSIIn=1250A4pWMP",361865,10488.84,"Servis","TR73"]
["1SDA055673R1","E1B1600PR121/P-LSIIn=1600A4pFHR",340013,9855.4500000000007,"Servis","TR73"]
["1SDA055691R1","E1B1600PR122/P-LIIn=1600A4pWMP",357048,10349.219999999999,"Servis","TR73"]
["1SDA055708R1","E1N800PR122/P-LSIIn=800A4pFHR",338941,9824.3799999999992,"Servis","TR73"]
["1SDA055727R1","E1N800PR123/P-LSIGIn=800A4pWMP",627159,18178.52,"Servis","TR73"]
["1SDA055744R1","E1N1250PR121/P-LIIn=1250A3pWMP",243053,7045.01,"Servis","TR73"]
["1SDA055761R1","E1N1600PR121/P-LSIIn=1600A3pFHR",270620,7844.06,"Servis","TR73"]
["1SDA055779R1","E1N1600PR122/P-LIIn=1600A3pWMP",263631,7641.48,"Servis","TR73"]
["1SDA055796R1","E2B1600PR122/P-LSIIn=1600A3pFHR",313607,9090.06,"Servis","TR73"]
["1SDA055813R1","E2B1600PR122/P-LSIGIn=1600A3pWMP",439997,12753.54,"Servis","TR73"]
["1SDA055832R1","E2B2000PR121/P-LIIn=2000A4pFHR",492874,14286.2,"Servis","TR73"]
["1SDA055849R1","E2B2000PR121/P-LSIIn=2000A4pWMP",552371,16010.75,"Servis","TR73"]
["1SDA055869R1","E2N1250PR122/P-LSIGIn=1250A4pFHR",409974,11883.3,"Servis","TR73"]
["1SDA055883R1","E2N1250PR122/P-LIIn=1250A4pWMP",404189,11715.62,"Servis","TR73"]
["1SDA055900R1","E2N1600PR122/P-LSIIn=1600A4pFHR",420094,12176.64,"Servis","TR73"]
["1SDA055919R1","E2N1600PR123/P-LSIGIn=1600A4pWMP",706272,20471.650000000001,"Servis","TR73"]
["1SDA055936R1","E2N2000PR121/P-LIIn=2000A3pWMP",423345,12270.87,"Servis","TR73"]
["1SDA055954R1","E2S1250PR121/P-LSIGIn=1250A3pFHR",342878,9938.49,"Servis","TR73"]
["1SDA055971R1","E2S1250PR122/P-LIIn=1250A3pWMP",315238,9137.33,"Servis","TR73"]
["1SDA055988R1","E2S1600PR122/P-LSIIn=1600A3pFHR",335369,9720.84,"Servis","TR73"]
["1SDA056007R1","E2S1600PR123/P-LSIGIn=1600A3pWMP",604782,17529.91,"Servis","TR73"]
["1SDA056024R1","E2S2000PR121/P-LIIn=2000A4pFHR",526745,15267.97,"Servis","TR73"]
["1SDA056041R1","E2S2000PR121/P-LSIIn=2000A4pWMP",586307,16994.41,"Servis","TR73"]
["1SDA056059R1","E2L1250PR122/P-LIIn=1250A4pFHR",416961,12085.83,"Servis","TR73"]
["1SDA056074R1","E2L1250PR121/P-LSIGIn=1250A4pWMP",488932,14171.94,"Servis","TR73"]
["1SDA056093R1","E2L1600PR122/P-LSIGIn=1600A4pFHR",635472,18419.48,"Servis","TR73"]
["1SDA056111R1","E2L1600PR123/P-LSIGIn=1600A4pWMP",740588,21466.32,"Servis","TR73"]
["1SDA056128R1","E3N2500PR121/P-LIIn=2500A3pWMP",467814,13559.83,"Servis","TR73"]
["1SDA056129R1","E3N2500PR121/P-LSIIn=2500A3pWMP",488194,14150.55,"Servis","TR73"]
["1SDA056146R1","E3N3200PR121/P-LSIGIn=3200A3pFHR",544646,15786.84,"Servis","TR73"]
["1SDA056164R1","E3N3200PR122/P-LSIIn=3200A3pWMP",647211,18759.740000000002,"Servis","TR73"]
["1SDA056181R1","E3S1250PR122/P-LSIGIn=1250A3pFHR",557156,16149.45,"Servis","TR73"]
["1SDA056199R1","E3S1250PR123/P-LSIGIn=1250A3pWMP",748433,21693.71,"Servis","TR73"]
["1SDA056217R1","E3S1600PR121/P-LSIIn=1600A4pFHR",607037,17595.28,"Servis","TR73"]
["1SDA056234R1","E3S1600PR121/P-LSIGIn=1600A4pWMP",700954,20317.509999999998,"Servis","TR73"]
["1SDA056260R1","E3S2000PR122/P-LSIIn=2000A3pWMP",540156,15656.7,"Servis","TR73"]
["1SDA056268R1","E3S2000PR122/P-LSIIn=2000A4pWMP",692178,20063.13,"Servis","TR73"]
["1SDA056285R1","E3S2500PR122/P-LSIGIn=2500A4pFHR",797401,23113.07,"Servis","TR73"]
["1SDA056304R1","E3S3200PR121/P-LIIn=3200A3pFHR",556890,16141.74,"Servis","TR73"]
["1SDA056321R1","E3S3200PR121/P-LSIIn=3200A3pWMP",655393,18996.900000000001,"Servis","TR73"]
["1SDA056338R1","E3H800PR121/P-LSIGIn=800A3pFHR",483828,14024,"Servis","TR73"]
["1SDA056356R1","E3H800PR122/P-LSIIn=800A3pWMP",464488,13463.42,"Servis","TR73"]
["1SDA056373R1","E3H1250PR122/P-LSIGIn=1250A3pFHR",570623,16539.8,"Servis","TR73"]
["1SDA056391R1","E3H1250PR123/P-LSIGIn=1250A3pWMP",762734,22108.23,"Servis","TR73"]
["1SDA056409R1","E3H1600PR121/P-LSIIn=1600A4pFHR",624445,18099.86,"Servis","TR73"]
["1SDA056426R1","E3H1600PR121/P-LSIGIn=1600A4pWMP",719573,20857.189999999999,"Servis","TR73"]
["1SDA056444R1","E3H2000PR122/P-LSIIn=2000A4pFHR",671798,19472.41,"Servis","TR73"]
["1SDA056453R1","E3H2000PR122/P-LSIGIn=2000A3pWMP",622753,18050.810000000001,"Servis","TR73"]
["1SDA056477R1","E3H2500PR122/P-LSIGIn=2500A4pFHR",810112,23481.51,"Servis","TR73"]
["1SDA056496R1","E3H3200PR121/P-LIIn=3200A3pFHR",636953,18462.41,"Servis","TR73"]
["1SDA056513R1","E3H3200PR121/P-LSIIn=3200A3pWMP",673987,19535.86,"Servis","TR73"]
["1SDA056531R1","E3V800PR122/P-LIIn=800A3pFHR",471353,13662.41,"Servis","TR73"]
["1SDA056548R1","E3V800PR122/P-LSIIn=800A3pWMP",560647,16250.64,"Servis","TR73"]
["1SDA056565R1","E3V1250PR122/P-LSIGIn=1250A3pFHR",582058,16871.25,"Servis","TR73"]
["1SDA056584R1","E3V1250PR121/P-LIIn=1250A4pWMP",678080,19654.490000000002,"Servis","TR73"]
["1SDA056601R1","E3V1600PR121/P-LSIIn=1600A4pFHR",702845,20372.32,"Servis","TR73"]
["1SDA056618R1","E3V1600PR121/P-LSIGIn=1600A4pWMP",809895,23475.22,"Servis","TR73"]
["1SDA056636R1","E3V2000PR122/P-LSIIn=2000A4pFHR",755971,21912.2,"Servis","TR73"]
["1SDA056653R1","E3V2000PR122/P-LSIGIn=2000A4pWMP",877048,25421.68,"Servis","TR73"]
["1SDA056663R1","E3V2500PR123/P-LSIGIn=2500A3pFHR",898252,26036.29,"Servis","TR73"]
["1SDA056688R1","E3V3200PR121/P-LIIn=3200A3pFHR",716792,20776.580000000002,"Servis","TR73"]
["1SDA056705R1","E3V3200PR121/P-LSIIn=3200A3pWMP",758457,21984.26,"Servis","TR73"]
["1SDA056723R1","E3L2000PR122/P-LIIn=2000A3pFHR",652396,18910.03,"Servis","TR73"]
["1SDA056740R1","E3L2000PR122/P-LSIIn=2000A3pWMP",677663,19642.41,"Servis","TR73"]
["1SDA056757R1","E3L2500PR122/P-LSIGIn=2500A3pFHR",750744,21760.7,"Servis","TR73"]
["1SDA056776R1","E3L2500PR121/P-LIIn=2500A4pWMP",848950,24607.25,"Servis","TR73"]
["1SDA056793R1","E4S4000PR121/P-LSIIn=4000A4pFHR",1063045,30812.9,"Servis","TR73"]
["1SDA056794R1","E4S4000PR121/P-LSIGIn=4000A4pFHR",1132591,32828.720000000001,"Servis","TR73"]
["1SDA056811R1","E4S4000PR122/P-LIIn=4000A4pWMP",960035,27827.1,"Servis","TR73"]
["1SDA056853R1","E4H4000PR122/P-LSIGIn=4000A3pFHR",879431,25490.75,"Servis","TR73"]
["1SDA056872R1","E4H4000PR121/P-LIIn=4000A4pWMP",988823,28661.54,"Servis","TR73"]
["1SDA056892R1","E4V3200PR122/P-LSIIn=3200A4pFHR",1077829,31241.42,"Servis","TR73"]
["1SDA056906R1","E4V3200PR121/P-LSIGIn=3200A4pWMP",1047551,30363.8,"Servis","TR73"]
["1SDA056923R1","E4V4000PR122/P-LIIn=4000A4pFHR",1101241,31920.03,"Servis","TR73"]
["1SDA056940R1","E4V4000PR122/P-LSIIn=4000A4pWMP",1056242,30615.71,"Servis","TR73"]
["1SDA056991R1","E6H5000PR123/P-LSIGIn=5000A4pFHR",1552632,45003.83,"Servis","TR73"]
["1SDA057008R1","E6H6300PR121/P-LIIn=6300A3pFHR",1497976,43419.59,"Servis","TR73"]
["1SDA057025R1","E6H6300PR121/P-LSIIn=6300A3pWMP",1784169,51715.040000000001,"Servis","TR73"]
["1SDA057107R1","E6V5000PR122/P-LIIn=5000A3pFHR",1109871,32170.17,"Servis","TR73"]
["1SDA057124R1","E6V5000PR122/P-LSIIn=5000A3pWMP",1122815,32545.360000000001,"Servis","TR73"]
["1SDA057143R1","E6V6300PR123/P-LSIGIn=6300A3pFHR",2051364,59459.83,"Servis","TR73"]
["1SDA057160R1","E6V6300PR121/P-LIIn=6300A4pWMP",2181012,63217.74,"Servis","TR73"]
["1SDA057223R1","E1B-A 800 PR122/P-LSI In=800A 3p F HR",342750,9934.7800000000007,"Servis","TR73"]
["1SDA057267R1","E1B-A 1200 PR123/P-LSIG In=1200A 3p F HR",652147,18902.810000000001,"Servis","TR73"]
["1SDA057291R1","E2B-A 1600 PR122/P-LSIG In=1600A 3p F HR",479948,13911.54,"Servis","TR73"]
["1SDA057331R1","E2N-A 1200 PR123/P-LSIG In=1200A 3p F HR",668704,19382.72,"Servis","TR73"]
["1SDA057365R1","E2N-A 1600 PR123/P-LSIG In=1600A 3p W MP",760437,22041.65,"Servis","TR73"]
["1SDA057399R1","E3N-A 2500 PR121/P-LI In=2500A 3p F HR",533620,15467.25,"Servis","TR73"]
["1SDA057435R1","E3S-A 1200 PR121/P-LSI In=1200A 3p F HR",608542,17638.900000000001,"Servis","TR73"]
["1SDA057469R1","E3S-A 1600 PR121/P-LSI In=1600A 3p W MP",682188,19773.57,"Servis","TR73"]
["1SDA057503R1","E3S-A 2000 PR121/P-LSIG In=2000A 3p F HR",759070,22002.03,"Servis","TR73"]
["1SDA057539R1","E3S-A 2500 PR122/P-LI In=2500A 3p F HR",752025,21797.83,"Servis","TR73"]
["1SDA057573R1","E3H-A 1200 PR122/P-LI In=1200A 3p W MP",650740,18862.03,"Servis","TR73"]
["1SDA057609R1","E3H-A 1600 PR122/P-LSI In=1600A 3p W MP",673876,19532.64,"Servis","TR73"]
["1SDA057643R1","E3H-A 2000 PR122/P-LSIG In=2000A 3p F HR",759200,22005.8,"Servis","TR73"]
["1SDA057673R1","E3H-A 2500 PR122/P-LSI In=2500A 3p W MP",766136,22206.84,"Servis","TR73"]
["1SDA057715R1","E3V-A 1200 PR123/P-LSIG In=1200A 3p F HR",960187,27831.51,"Servis","TR73"]
["1SDA057749R1","E3V-A 1600 PR123/P-LSIG In=1600A 3p W MP",976227,28296.43,"Servis","TR73"]
["1SDA057783R1","E3V-A 2500 PR121/P-LI In=2500A 3p F HR",714549,20711.57,"Servis","TR73"]
["1SDA057819R1","E4S-A 3200 PR121/P-LSI In=3200A 3p F HR",870866,25242.49,"Servis","TR73"]
["1SDA057853R1","E4S-A 3600 PR121/P-LSI In=3600A 3p W MP",889363,25778.639999999999,"Servis","TR73"]
["1SDA057919R1","E4H-A 3600 PR121/P-LSIG In=3600A 3p F HR",995663,28859.8,"Servis","TR73"]
["1SDA057953R1","E4V-A 3200 PR121/P-LSIG In=3200A 3p W MP",988970,28665.8,"Servis","TR73"]
["1SDA057987R1","E4V-A 3600 PR122/P-LI In=3600A 3p F HR",937740,27180.87,"Servis","TR73"]
["1SDA058055R1","E6H-A 5000 PR122/P-LSI In=5000A 3p F HR",1018639,29525.77,"Servis","TR73"]
["1SDA058121R1","E6V-A 5000 PR122/P-LSI In=5000A 3p W MP",1069795,31008.55,"Servis","TR73"]
["1SDA058157R1","T5S 400 UL/CSA PR221DS-LS/I 400 3p F F  ",61280,1776.23,"Tmax","TR70"]
["1SDA058160R1","T5S 400 UL/CSA PR222DS/P-LSIG 400 3p F F",71615,2075.8000000000002,"Tmax","TR70"]
["1SDA058175R1","T5V 400 UL/CSA PR222DS/P-LSI 300 3p F F ",108507,3145.13,"Tmax","TR70"]
["1SDA058218R1","CURR.S.EXT.NEUTRAL N50-100%E3 N50%E6 new",18209,527.79999999999995,"Servis","TR73"]
["1SDA058235R1","RATING PLUG In=400A E1-E3  EXT.COD",996,28.87,"Servis","TR73"]
["1SDA058254R1","PR120/D-M COMMUNICATION MODULE  E1-6",15715,455.51,"Servis","TR73"]
["1SDA058273R1","KEY LOCK OPEN POS. N.20007  E1/6 new",2948,85.45,"Servis","TR73"]
["1SDA058289R1","E2S800PR123/P-LSIGIn=800A3pFHR",510514,14797.51,"Servis","TR73"]
["1SDA058307R1","E2S800PR121/P-LSIIn=800A4pWMP",480858,13937.91,"Servis","TR73"]
["1SDA058326R1","KIT FRO.SHI.OP.MEC+SHI.LE/RI E4 4p nw",23468,680.23,"Servis","TR73"]
["1SDA058539R1","KIT W FP 4p VR 4pcs E4/f >FP HR",39055,1132.03,"Servis","TR73"]
["1SDA058687R1","E2S2000PR122/P-LSIRcIn=2000A4pWMP",631835,18314.060000000001,"Servis","TR73"]
["1SDA058876R1","E2S/MS20004pWMPnew",461732,13383.54,"Servis","TR73"]
["1SDA058884R1","E3V/MS12504pWMPnew",501376,14532.64,"Servis","TR73"]
["1SDA058899R1","E3V/MS32003pWMPnew",539824,15647.07,"Servis","TR73"]
["1SDA058922R1","E6H/E/f/MS 4000 4p W MP 1000V DC new    ",978186,28353.22,"Emax 2","TR70"]
["1SDA058942R1","E1N/MS8004pWMPnew",215710,6252.46,"Servis","TR73"]
["1SDA058957R1","E2N/MS12503pWMPnew",173181,5019.74,"Servis","TR73"]
["1SDA058972R1","E3S/MS20004pFHRnew",510462,14796,"Servis","TR73"]
["1SDA058988R1","E3N/MS25004pWMPnew",577211,16730.75,"Servis","TR73"]
["1SDA059006R1","E4H/MS40004pWMPnew",831795,24110,"Servis","TR73"]
["1SDA059022R1","E3H/E MS 1250 4p 1150V AC F HR new      ",505952,14665.28,"Emax 2","TR70"]
["1SDA059037R1","E3H/E MS 2500 3p 1150V AC  W MP new     ",520969,15100.55,"Emax 2","TR70"]
["1SDA059052R1","E2N/E MS 1600 4p 1000V DC F HR new      ",448969,13013.59,"Emax 2","TR70"]
["1SDA059060R1","E2N/E MS 2000 4p 1000V DC  W MP new     ",597972,17332.52,"Emax 2","TR70"]
["1SDA059082R1","E4H/E MS 4000 3p 750V DC F HR new       ",734220,21281.74,"Emax 2","TR70"]
["1SDA059097R1","E1MTPEarth.Sw.-Up.Term.12504pWMPnew",225378,6532.7,"Servis","TR73"]
["1SDA059113R1","E6MTPEarth.Sw.-Up.Term.63004pWMPnew",884046,25624.52,"Servis","TR73"]
["1SDA059128R1","E4MTEarth.truckLowTerm.40003pWMPnew",539310,15632.17,"Servis","TR73"]
["1SDA059145R1","TOROID TRANSFOR. x PR122/123 E1-6 new-T8",28233,818.35,"Servis","TR73"]
["1SDA059183R1","E1B1000PR122/P-LIIn=1000A4pFHR",317480,9202.32,"Servis","TR73"]
["1SDA059210R1","E1B/MS10003pWMPnew",168990,4898.26,"Servis","TR73"]
["1SDA059226R1","E1N1000PR122/P-LIIn=1000A3pWMP",214087,6205.42,"Servis","TR73"]
["1SDA059253R1","E1N/MS10003pFHRnew",157218,4557.04,"Servis","TR73"]
["1SDA059269R1","E2N1000PR122/P-LIIn=1000A3pFHR",246493,7144.72,"Servis","TR73"]
["1SDA059292R1","E2N1000PR123/P-LSIGIn=1000A4pWMP",618742,17934.55,"Servis","TR73"]
["1SDA059299R1","E2N/MS10004pFHRnew",254730,7383.48,"Servis","TR73"]
["1SDA059334R1","E2S1000PR123/P-LSIGIn=1000A3pWMP",544753,15789.94,"Servis","TR73"]
["1SDA059353R1","E3H1000PR121/P-LSIGIn=1000A3pFHR",543097,15741.94,"Servis","TR73"]
["1SDA059368R1","E3H1000PR122/P-LSIGIn=1000A4pWMP",739940,21447.54,"Servis","TR73"]
["1SDA059377R1","E3H1000PR123/P-LSIGIn=1000A3pFHR",726347,21053.54,"Servis","TR73"]
["1SDA059396R1","E3S1000PR121/P-LSIGIn=1000A4pWMP",699741,20282.349999999999,"Servis","TR73"]
["1SDA059420R1","E3S1000PR123/P-LSIGIn=1000A4pWMP",882963,25593.13,"Servis","TR73"]
["1SDA059478R1","T4L 250 PR223EF In=160A 4p F F          ",118475,3434.06,"Tmax","TR70"]
["1SDA059501R1","T4S 250 PR223DS In=250A 3p F F          ",73421,2128.14,"Tmax","TR70"]
["1SDA059523R1","T4V 250 PR223DS In=160A 3p F F          ",118559,3436.49,"Tmax","TR70"]
["1SDA059538R1","T5S 400 PR223DS In=400A 4p F F          ",100991,2927.28,"Tmax","TR70"]
["1SDA059553R1","T5V 400 PR223DS In=320A 3p F F          ",127871,3706.41,"Tmax","TR70"]
["1SDA059573R1","KIT FIXING SCREWS A3-T4-T5 F            ",275,7.97,"Tmax","TR70"]
["1SDA059638R1","E3H/E 12 VERS.SPEC.1150V AC new (EXTR)  ",68104,1974.03,"Emax 2","TR70"]
["1SDA059674R1","E2SWFP3pVR-VRnew",85410,2475.65,"Servis","TR73"]
["1SDA059689R1","E6WFP3pFL-FLnew",286153,8294.2900000000009,"Servis","TR73"]
["1SDA059764R1","E2SWFP4pHR-HRnew",104461,3027.86,"Servis","TR73"]
["1SDA059780R1","E2SWFP4pF-Fnew",129240,3746.09,"Servis","TR73"]
["1SDA059795R1","E2WFP4pHR-VRnew",103568,3001.97,"Servis","TR73"]
["1SDA059891R1","E2 /E W FP 3p 750V DC  HR-HR new        ",79427,2302.23,"Emax 2","TR70"]
["1SDA059906R1","E2 /E W FP 4p 1000V DC  VR-VR new       ",137840,3995.36,"Emax 2","TR70"]
["1SDA060117R1","T5H 400 UL/CSA PR221DS-LS/I 300 4p F F  ",75853,2198.64,"Tmax","TR70"]
["1SDA060138R1","TMA 150-750..1500 T4 4p UL InN=100%In   ",11683,338.64,"Tmax","TR70"]
["1SDA060207R1","T6H 630 TMA 630-6300 4p F F             ",95030,2754.49,"Tmax","TR70"]
["1SDA060230R1","T6N 630 PR223DS In=630 3p F F           ",95113,2756.9,"Tmax","TR70"]
["1SDA060253R1","T6H 630 PR222DS/P-LSI In=630 4p F F     ",103649,3004.32,"Tmax","TR70"]
["1SDA060269R1","T6N 800 PR221DS-I In=800 3p F F         ",72740,2108.41,"Tmax","TR70"]
["1SDA060291R1","T6H 800 PR222DS/P-LSI In=800 3p F F     ",91876,2663.07,"Tmax","TR70"]
["1SDA060307R1","T6L 800 PR222DS/P-LSI In=800 4p F F     ",158722,4600.6400000000003,"Tmax","TR70"]
["1SDA060324R1","T6L800 PR221DS-I In=800 3p F F 1000VAC  ",135844,3937.51,"Tmax","TR70"]
["1SDA060340R1","T6S 800 BREAKING PART 4p F F            ",65782,1906.72,"Tmax","TR70"]
["1SDA060355R1","PR222DS/PD-LSI In=630 T6 630 3p         ",51797,1501.36,"Tmax","TR70"]
["1SDA060371R1","PR222DS/P-LSI In=800 T6 800 4p          ",37959,1100.26,"Tmax","TR70"]
["1SDA060395R1","MOE T6 24 Vdc                           ",44093,1278.06,"Tmax","TR70"]
["1SDA060414R1","RHE_B T6 W BASE R.DIST.ADJ.ROT.HAN      ",3472,100.64,"Tmax","TR70"]
["1SDA060431R1","TA EXT NEUTRAL 800A T6                  ",11344,328.81,"Tmax","TR70"]
["1SDA060541R1","T6N 1000 PR223DS In=1000 3p F F         ",135257,3920.49,"Tmax","TR70"]
["1SDA060564R1","T6H 1000 PR222DS/P-LSIG In=1000 3p F F  ",119031,3450.17,"Tmax","TR70"]
["1SDA060584R1","T6L 1000 PR223DS In=1000 4p F F         ",212195,6150.58,"Tmax","TR70"]
["1SDA060599R1","PR222DS/P-LSIG In=1000 T6 1000 3p       ",33501,971.04,"Tmax","TR70"]
["1SDA060625R1","TA EXT NEUTRAL 150A T4 UL               ",9096,263.64999999999998,"Tmax","TR70"]
["1SDA060643R1","T5L400 UL/CSA TMA 400-2000..4000 3p F F ",85584,2480.6999999999998,"Tmax","TR70"]
["1SDA060662R1","KLF-S T6 KEY LOCK EQ.20008 F/ROT.HAND   ",2113,61.25,"Tmax","TR70"]
["1SDA060686R1","MIR-VB T6-S6                            ",55179,1599.39,"Tmax","TR70"]
["1SDA060711R1","E2N-A 800 PR122/P-LSIG In=800A 3p F HR",454999,13188.38,"Servis","TR73"]
["1SDA060745R1","E3S-A 3200 PR122/P-LSIG In=3200A 3p W MP",940135,27250.29,"Servis","TR73"]
["1SDA060785R1","E3S-A 800 PR123/P-LSIG In=800A 3p W MP",950737,27557.59,"Servis","TR73"]
["1SDA060833R1","E3H-A 3200 PR122/P-LI In=3200A 3p W MP",913749,26485.48,"Servis","TR73"]
["1SDA060853R1","E3V-A 800 PR121/P-LI In=800A 3p W MP",600772,17413.68,"Servis","TR73"]
["1SDA060887R1","E3V-A 3200 PR121/P-LSI In3200 3p F VR<HR",917517,26594.7,"Servis","TR73"]
["1SDA060921R1","E1N-A 800 PR121/P-LSI In=800A 3p W MP",343881,9967.57,"Servis","TR73"]
["1SDA060957R1","E1N-A 1200 PR121/P-LSIG In=1200A 3p W MP",421486,12216.99,"Servis","TR73"]
["1SDA060991R1","E2S-A 1200 PR122/P-LI In=1200A 3p F HR",338053,9798.64,"Servis","TR73"]
["1SDA061027R1","E2S-A 800 PR122/P-LSI In=800A 3p F HR",360169,10439.68,"Servis","TR73"]
["1SDA061061R1","E2S-A 1600 PR122/P-LSI In=1600A 3p W MP",486756,14108.87,"Servis","TR73"]
["1SDA061095R1","E2H-A 800 PR122/P-LSIG In=800A 3p F HR",450177,13048.61,"Servis","TR73"]
["1SDA061135R1","E2H-A 1200 PR123/P-LSIG In=1200A 3p F HR",682070,19770.14,"Servis","TR73"]
["1SDA061169R1","E2H-A 1600 PR123/P-LSIG In=1600A 3p W MP",775646,22482.49,"Servis","TR73"]
["1SDA061203R1","E4L-A 3600 PR121/P-LI In=3600A 3p F HR",910412,26388.75,"Servis","TR73"]
["1SDA061313R1","E6L-A 5000 PR122/P-LI In=5000A 3p W MP",1057398,30649.22,"Servis","TR73"]
["1SDA061365R1","E1B-A/MS 1200 3p W MP new",226232,6557.45,"Servis","TR73"]
["1SDA061397R1","E2S-A/MS 1200 3p W MP new",225396,6533.22,"Servis","TR73"]
["1SDA061427R1","E3S-A/MS 2500 3p F HR new",548058,15885.74,"Servis","TR73"]
["1SDA061467R1","E4H-A/MS 3600 3p F HR new",711525,20623.91,"Servis","TR73"]
["1SDA061567R1","E4S/H-A W FP 3p HR-HR new",182495,5289.71,"Servis","TR73"]
["1SDA061664R1","T6L 800 UL/CSA TMA 800-8000 3p F F      ",144451,4186.99,"Tmax","TR70"]
["1SDA061679R1","T6H 800 UL/CSA PR222DS/P-LSI 600 4p F F ",104675,3034.06,"Tmax","TR70"]
["1SDA061696R1","T6H 800 UL/CSA PR222DS/P-LSIG 800 3p F F",135298,3921.68,"Tmax","TR70"]
["1SDA061717R1","T6S 800 UL/CSA BREAKING PART 3p F F     ",68225,1977.54,"Tmax","TR70"]
["1SDA061839R1","T5S 600 UL/CSA PR221DS-LS/I 600 3p F F  ",67210,1948.12,"Tmax","TR70"]
["1SDA061854R1","T5L600 MCP-UL/CSA PR221DS-I In=600 3p FF",104555,3030.58,"Tmax","TR70"]
["1SDA061966R1","T7S 800 PR332/P LI In=800A 3p F F       ",135468,3926.61,"Tmax","TR70"]
["1SDA061982R1","T7S 800 PR232/P LSI In=800A 3p F F M    ",107144,3105.62,"Tmax","TR70"]
["1SDA062034R1","T7D 1000 3p F F M                       ",107183,3106.75,"Tmax","TR70"]
["1SDA062067R1","SOR T7-T7M-X1 48Va.c./d.c.              ",5566,161.33000000000001,"Tmax","TR70"]
["1SDA062088R1","UVR T7-T7M-X1 30Va.c./d.c.              ",7232,209.62,"Tmax","TR70"]
["1SDA062113R1","GEARED MOTOR DEVICE T7M-X1 24...30Vac/dc",34572,1002.09,"Tmax","TR70"]
["1SDA062135R1","KLC-S T7 KEY LOCK EQ.N.20005 OP.        ",1686,48.87,"Tmax","TR70"]
["1SDA062150R1","PLL T7 PADLOCK DEV. OP.                 ",929,26.93,"Tmax","TR70"]
["1SDA062444R1",{"$f":"VLOOKUP(A11306,'[2]ÜRÜN MD'!$A:$C,2,0)","v":"bu kodun direkt muadili TR pazarında yoktur. Bu ürünün 440Vda Icu değeri 130kAdir ancak biz max 100kA ürün önerebiliyoruz.Önerdiğimiz kod 1SDA072292R1"}]
["1SDA062655R1","T7H 800 PR332/P LSIG In=800A 4p F F     ",221396,6417.28,"Tmax","TR70"]
["1SDA062672R1","T7H 800 PR332/P LSIRc In=800A 4p F F M  ",219699,6368.09,"Tmax","TR70"]
["1SDA062673R1","T7L 800 PR231/P I In=800A 3p F F        ",131123,3800.67,"Tmax","TR70"]
["1SDA062690R1","T7L 800 PR231/P LS/I In=800A 3p F F M   ",148949,4317.3599999999997,"Tmax","TR70"]
["1SDA062702R1","T7L 800 PR332/P LSI In=800A 4p F F M    ",243782,7066.14,"Tmax","TR70"]
["1SDA062718R1","T7V 800 PR332/P LSI In=800A 4p F F      ",241051,6986.99,"Tmax","TR70"]
["1SDA062733R1","T7V 800 PR332/P LI In=800A 4p F F M     ",231925,6722.46,"Tmax","TR70"]
["1SDA062751R1","T7S 1000 PR332/P LSIG In=1000A 4p F F   ",214935,6230,"Tmax","TR70"]
["1SDA062768R1","T7S 1000 PR332/P LSIRc In=1000A 4p F F M",212594,6162.14,"Tmax","TR70"]
["1SDA062785R1","T7H 1000 PR231/P I In=1000A 3p F F M    ",133256,3862.49,"Tmax","TR70"]
["1SDA062803R1","T7L 1000 PR232/P LSI In=1000A 3p F F    ",167661,4859.74,"Tmax","TR70"]
["1SDA062818R1","T7L 1000 PR231/P LS/I In=1000A 3p F F M ",166782,4834.26,"Tmax","TR70"]
["1SDA062833R1","T7V 1000 PR231/P I In=1000A 3p F F      ",175308,5081.3900000000003,"Tmax","TR70"]
["1SDA062849R1","T7V 1000 PR231/P I In=1000A 3p F F M    ",189323,5487.62,"Tmax","TR70"]
["1SDA062864R1","T7V 1000 PR332/P LSIRc In=1000A 4p F F M",283008,8203.1299999999992,"Tmax","TR70"]
["1SDA062884R1","T7S 1250 PR331/P LSIG In=1250A 3p F F M ",144316,4183.07,"Tmax","TR70"]
["1SDA062899R1","T7H 1250 PR232/P LSI In=1250A 3p F F    ",130469,3781.71,"Tmax","TR70"]
["1SDA062916R1","T7H 1250 PR331/P LSIG In=1250A 3p F F M ",166360,4822.03,"Tmax","TR70"]
["1SDA062933R1","T7L 1250 PR332/P LI In=1250A 3p F F     ",207186,6005.39,"Tmax","TR70"]
["1SDA062948R1","T7L 1250 PR331/P LSIG In=1250A 3p F F M ",194187,5628.61,"Tmax","TR70"]
["1SDA062963R1","T7V 1250 PR232/P LSI In=1250A 3p F F    ",204805,5936.38,"Tmax","TR70"]
["1SDA062979R1","T7V 1250 PR232/P LSI In=1250A 3p F F M  ",220966,6404.81,"Tmax","TR70"]
["1SDA062995R1","T7S 1600 PR232/P LSI In=1600A 3p F F    ",168635,4887.97,"Tmax","TR70"]
["1SDA063013R1","T7S 1600 PR332/P LI In=1600A 3p F F M   ",218383,6329.94,"Tmax","TR70"]
["1SDA063030R1","T7H 1600 PR332/P LSI In=1600A 3p F F    ",266224,7716.64,"Tmax","TR70"]
["1SDA063047R1","T7H 1600 PR332/P LSIG In=1600A 3p F F M ",296387,8590.93,"Tmax","TR70"]
["1SDA063060R1","T7L 1600 PR331/P LSIG In=1600A 3p F F   ",248483,7202.41,"Tmax","TR70"]
["1SDA063078R1","T7L 1600 PR332/P LSI In=1600A 3p F F M  ",314371,9112.2000000000007,"Tmax","TR70"]
["1SDA063095R1","LTC T7-T7M-X1 W 3p TERM.COVERS LOW 2pcs ",2459,71.28,"Tmax","TR70"]
["1SDA063113R1","KIT FC CuAl 4x240mm2 T7-T7M-X1 1250 4pcs",17940,520,"Tmax","TR70"]
["1SDA063141R1","BACKPLANE WITH ADAPTER x PR331-PR332 T7 ",3674,106.49,"Tmax","TR70"]
["1SDA063157R1","RATING In=1250A T7-T7M-X1-T8 EXT.COD.   ",2425,70.290000000000006,"Tmax","TR70"]
["1SDA063387R1","COM.HALF-POLE xPHASE E2S IEC-E2S/H ULnew",78810,2284.35,"Servis","TR73"]
["1SDA063412R1","T4V 250 TMA 80-800 3p F FC 1150V AC     ",73561,2132.1999999999998,"Tmax","TR70"]
["1SDA063428R1","T4V250 PR222DS/P-LSI In100 4p FFC1150VAC",113996,3304.23,"Tmax","TR70"]
["1SDA063443R1","T5L400 PR222DS/P-LSIG In400 4pFFC1000VAC",145319,4212.1400000000003,"Tmax","TR70"]
["1SDA063478R1","T5L 400 PR221DS-I In=320 3p F FC 1000VAC",94754,2746.49,"Tmax","TR70"]
["1SDA063497R1","KIT UNIVERSAL CABLES x PR120/V E1/6 new",20436,592.35,"Servis","TR73"]
["1SDA063554R1","TRIP RESET T7M-X1 24...30Vac/dc xAUX-SA ",6555,190,"Tmax","TR70"]
["1SDA063578R1","KIT RS FP T7-T7M-X1 4pcs                ",16330,473.33,"Tmax","TR70"]
["1SDA063760R1","LOCK ANTI-INTRODUCTION - W FP  T7-X1",4238,122.84,"Servis","TR73"]
["1SDA063761R1","LOCK ANTI-INTRODUCTION - W MP  T7-X1",4238,122.84,"Servis","TR73"]
["1SDA063895R1","RAT.PLUG Rc In400 PR122Rc-3 E1-E3IEC EXT",996,28.87,"Servis","TR73"]
["1SDA064139R1","T5N 400 UL/CSA PR222DS/P-LSIG 400 2p F F",64140,1859.13,"Tmax","TR70"]
["1SDA064271R1","T4L 250 PR223EF In=160A 4p F FC 1000VAC ",140976,4086.26,"Tmax","TR70"]
["1SDA064322R1","KIT EF T6 1000 8pcs                     ",15421,446.99,"Tmax","TR70"]
["1SDA064552R1","Kit FC CuAl 1x240mm2 T4 8pcs            ",31761,920.61,"Tmax","TR70"]
["1SDA064571R1","15 EXT.OP/CL AUX.CONTACTS Au V<24V  X1  ",18560,537.97,"Tmax","TR70"]
["1SDA064593R1","E2B 1600 PR122/DC In=1600A 3p W MP      ",706451,20476.84,"Emax 2","TR70"]
["1SDA064627R1","E3N 800 PR122/DC In=800A 4p W MP        ",907441,26302.639999999999,"Emax 2","TR70"]
["1SDA064699R1","E3N 1250 PR123/DC In=1250A 4p F VR<HR   ",1631893,47301.25,"Emax 2","TR70"]
["1SDA064731R1","E4S/f 2500 PR123/DC In=2500A 4p F VR<HR ",2608426,75606.55,"Emax 2","TR70"]
["1SDA064771R1","T7S 1000 UL PR232/P LSI In1000A 4p FF   ",175112,5075.71,"Tmax","TR70"]
["1SDA064837R1","T7-T7M W FP UL 4p RC-RC                 ",54191,1570.75,"Tmax","TR70"]
["1SDA064861R1","T7H 1000 UL PR332/P LSIG In1000A 3p FF M",269867,7822.23,"Tmax","TR70"]
["1SDA064880R1","T7S 1200 UL PR231/P LS/I In1200A 3p FF M",149645,4337.54,"Tmax","TR70"]
["1SDA064898R1","T7H 1200 UL PR231/P LS/I In1200A 4p FF  ",193888,5619.94,"Tmax","TR70"]
["1SDA065268R1","T7L 1000 UL PR231/P LS/I In1000A 3p FF  ",187671,5439.74,"Tmax","TR70"]
["1SDA065286R1","T7L 1000 UL PR231/P LS/I In1000A 4p FF M",239614,6945.33,"Tmax","TR70"]
["1SDA065304R1","T7L 1200 UL PR231/P LS/I In1200A 3p FF M",209836,6082.2,"Tmax","TR70"]
["1SDA065712R1","OPERAT.MECHAN.RA2184 E2S III new",154944,4491.13,"Servis","TR73"]
["1SDA065743R1","T8L 3200 PR332/P LSIG In=3200A 4p F VR  ",2066138,59888.06,"Tmax","TR70"]
["1SDA065784R1","T8V 2500 PR332/P LSIG In=2500A 3p F F   ",1291900,37446.379999999997,"Tmax","TR70"]
["1SDA065800R1","T8V 3200 PR332/P LSIG In=3200A 4p F VR  ",2314117,67075.86,"Tmax","TR70"]
["1SDA066028R1","PB100 T4-5-7-T8-X1 3p PART.DIV.PHA.LOW  ",1076,31.19,"Tmax","TR70"]
["1SDA066097R1","INTERLOCK CABL.3CB.S VERT.-D-EXTE.E1/6",28301,820.32,"Servis","TR73"]
["1SDA066183R1","LTC A2 3p TERMINAL COVERS LOW 2pcs      ",1869,54.17,"Formula","TR70"]
["1SDA066229R1","KIT ES A2 2pcs                          ",1741,50.46,"Formula","TR70"]
["1SDA066272R1","KIT R FP XT3-XT4 3pcs                   ",2091,60.61,"Tmax XT","TR70"]
["1SDA066303R1","KL-S RONIS FP W XT2-XT4 KEY LO.E(Annull)",1651,47.86,"Tmax","TR70"]
["1SDA066321R1","SOR-C XT1..XT4 F/P 12 Vdc               ",4922,142.66999999999999,"Tmax XT","TR70"]
["1SDA066391R1","UVR XT1..XT4 110-127Vac-110-125Vdc      ",4759,137.94,"Tmax XT","TR70"]
["1SDA066421R1","KIT DIN50022 XT3 4p PLATE DIN           ",964,27.94,"Tmax XT","TR70"]
["1SDA066458R1","MOD XT1-XT3 48...60V dc                 ",22082,640.05999999999995,"Tmax XT","TR70"]
["1SDA066517R1","A1A 125 TMF 70-700 3p F F               ",3658,106.03,"Formula","TR70"]
["1SDA066576R1","RHE_S XT1..XT4 500MM ROD R.D.ADJ.ROT.HAN",783,22.7,"Tmax XT","TR70"]
["1SDA066595R1","KLC XT1 KEY LOCK RONIS FEL. B OP.xC.BR  ",1992,57.74,"Tmax XT","TR70"]
["1SDA066610R1","KLC XT3 KEY LOCK RONIS EQ.FEL.A OP/CL   ",2422,70.2,"Tmax XT","TR70"]
["1SDA066627R1","MOL-S XT1-XT3 >KEY LOCK RONIS EQ.FEL. D ",1416,41.04,"Tmax XT","TR70"]
["1SDA066682R1","PB 200mm 6pcs XT2-XT4 4p KIT PA.DI.PH.HI",743,21.54,"Tmax XT","TR70"]
["1SDA066787R1","A2C 250 TMF 125-1250 4p F F             ",7186,208.29,"Formula","TR70"]
["1SDA066793R1","A2N 250 TMF 125-1250 4p F F             ",7581,219.74,"Formula","TR70"]
["1SDA066813R1","XT1B 160 TMD 32-450 4p F F              ",10065,291.74,"Tmax XT","TR70"]
["1SDA066853R1","KIT F XT2 3pcs                          ",600,17.39,"Tmax XT","TR70"]
["1SDA066880R1","KIT EF XT4 8pcs                         ",4979,144.32,"Tmax XT","TR70"]
["1SDA066914R1","KIT FC Cu XT3 4pcs                      ",1120,32.46,"Tmax XT","TR70"]
["1SDA066931R1","KIT MC CuAl 6x2.5...35mm2 XT3 6pcs      ",12346,357.86,"Tmax XT","TR70"]
["1SDA066954R1","KIT R x RC XT3 4pcs                     ",3027,87.74,"Tmax XT","TR70"]
["1SDA066969R1","KIT FB XT4 3pcs                         ",2311,66.989999999999995,"Tmax XT","TR70"]
["1SDA066987R1","KIT x CONNECTION PR212/CI XT2-XT4 W     ",1678,48.64,"Tmax XT","TR70"]
["1SDA067006R1","XT2N 160 TMD 6,3-63 3p F F              ",12395,359.28,"Tmax XT","TR70"]
["1SDA067022R1","XT2N 160 TMD 2-20 4p F F                ",15550,450.72,"Tmax XT","TR70"]
["1SDA067037R1","XT2N 160 TMA 63-630 4p F F              ",12758,369.8,"Tmax XT","TR70"]
["1SDA067052R1","XT2N 160 MA 80 Im=480...1120 3p F F     ",9069,262.87,"Tmax XT","TR70"]
["1SDA067074R1","XT2N 160 Ekip LSIG In=63A 3p F F        ",29676,860.17,"Tmax XT","TR70"]
["1SDA067105R1","XT2N 160 Ekip LSI In=100A 4p F F        ",33261,964.09,"Tmax XT","TR70"]
["1SDA067152R1","KIT FC CuAl 1x1,5...70mm2 XT1 4pcs      ",3427,99.33,"Tmax XT","TR70"]
["1SDA067163R1","KIT FC CuAl 1x1...95mm2 XT2 3pcs        ",2532,73.39,"Tmax XT","TR70"]
["1SDA067181R1","KIT FC CuAl 1x95...185mm2 XT3 6pcs      ",5470,158.55000000000001,"Tmax XT","TR70"]
["1SDA067197R1","KIT FC CuAl 1x120...240mm2 XT4 6pcs +ADP",15274,442.72,"Tmax XT","TR70"]
["1SDA067228R1","TMD 25-300 XT2 3p                       ",4711,136.55000000000001,"Tmax XT","TR70"]
["1SDA067253R1","TMA 63-630 XT2 4p                       ",5730,166.09,"Tmax XT","TR70"]
["1SDA067291R1","MA 32 Im=192...448 XT2 3p               ",5025,145.65,"Tmax XT","TR70"]
["1SDA067306R1","Ekip LSI In=25A XT2 3p                  ",22604,655.19000000000005,"Tmax XT","TR70"]
["1SDA067331R1","Ekip LS/I In=100A XT2 4p                ",20204,585.62,"Tmax XT","TR70"]
["1SDA067350R1","Ekip LSIG In=160A XT2 4p InN=100%       ",30926,896.41,"Tmax XT","TR70"]
["1SDA067372R1","Ekip G-LS/I In=160A XT2 4p InN=100%     ",29738,861.97,"Tmax XT","TR70"]
["1SDA067390R1","TMA 250-2500 XT4 3p                     ",9317,270.06,"Tmax XT","TR70"]
["1SDA067405R1","XT1C 160 TMD 80-800 4p F F              ",9581,277.70999999999998,"Tmax XT","TR70"]
["1SDA067426R1","XT1N 160 TMD 160-1600 4p F F InN=50%    ",10922,316.58,"Tmax XT","TR70"]
["1SDA067485R1","TMA 250-2500 XT4 4p InN=100%            ",11694,338.96,"Tmax XT","TR70"]
["1SDA067507R1","Ekip I In=250A XT4 3p                   ",13799,399.97,"Tmax XT","TR70"]
["1SDA067523R1","Ekip I In=40A XT4 4p                    ",16971,491.91,"Tmax XT","TR70"]
["1SDA067538R1","KIT DIV.PHASE 3pcs FORMULA LINK         ",2319,67.22,"Formula","TR70"]
["1SDA067561R1","XT2S 160 TMD 1,6-16 4p F F              ",17106,495.83,"Tmax XT","TR70"]
["1SDA067584R1","XT2H 160 TMD 1,6-16 3p F F              ",18510,536.52,"Tmax XT","TR70"]
["1SDA067599R1","XT2H 160 TMA 50-500 3p F F              ",18510,536.52,"Tmax XT","TR70"]
["1SDA067615R1","XT2H 160 TMD 16-300 4p F F              ",24132,699.48,"Tmax XT","TR70"]
["1SDA067630R1","XT2L 160 TMD 2,5-25 3p F F              ",29795,863.62,"Tmax XT","TR70"]
["1SDA067645R1","XT2L  160 TMA 80-800 3p F F             ",29795,863.62,"Tmax XT","TR70"]
["1SDA067646R1","XT2L  160 TMA 100-1000 3p F F           ",29795,863.62,"Tmax XT","TR70"]
["1SDA067667R1","XT2L 160 TMA 100-1000 4p F F            ",38743,1122.99,"Tmax XT","TR70"]
["1SDA067675R1","XT2V 160 TMD 3,2-32 3p F F              ",32627,945.71,"Tmax XT","TR70"]
["1SDA067691R1","XT2V 160 TMA 125-1250 3p F F            ",32627,945.71,"Tmax XT","TR70"]
["1SDA067706R1","XT2V 160 TMD 32-320 4p F F              ",42415,1229.42,"Tmax XT","TR70"]
["1SDA067722R1","XT2N 160 TMG 63-200 3p F F              ",11286,327.13,"Tmax XT","TR70"]
["1SDA067737R1","XT2N 160 TMG 160-480 4p F F InN=100%    ",12480,361.74,"Tmax XT","TR70"]
["1SDA067752R1","XT2S 160 TMG 32-160 4p F F              ",26442,766.43,"Tmax XT","TR70"]
["1SDA067772R1","XT2H 160 MF 4 Im=56 3p F F              ",14979,434.17,"Tmax XT","TR70"]
["1SDA067787R1","XT2L 160 MA 52 Im=314...728 3p F F      ",27482,796.58,"Tmax XT","TR70"]
["1SDA067803R1","XT2S 160 Ekip LS/I In=100A 3p F F       ",19553,566.75,"Tmax XT","TR70"]
["1SDA067819R1","XT2S 160 Ekip LSIG In=160A 3p F F       ",31207,904.55,"Tmax XT","TR70"]
["1SDA067846R1","XT2S 160 Ekip LSI In=25A 4p F F         ",33421,968.72,"Tmax XT","TR70"]
["1SDA067870R1","XT2H 160 Ekip LSI In=100A 3p F F        ",29687,860.49,"Tmax XT","TR70"]
["1SDA067888R1","XT2H 160 Ekip M-I In=52A 3p F F         ",28135,815.51,"Tmax XT","TR70"]
["1SDA067907R1","XT2H 160 Ekip LSI In=160A 4p F F In=100%",37656,1091.48,"Tmax XT","TR70"]
["1SDA067924R1","XT2L 160 Ekip LSI In=10A 3p F F         ",42168,1222.26,"Tmax XT","TR70"]
["1SDA067948R1","XT2L 160 Ekip LS/I In=25A 4p F F        ",47211,1368.43,"Tmax XT","TR70"]
["1SDA067967R1","XT2L 160 Ekip LSIG In=63A 4p F F        ",56544,1638.96,"Tmax XT","TR70"]
["1SDA067983R1","XT2V 160 Ekip LSI In=63A 3p F F         ",45633,1322.7,"Tmax XT","TR70"]
["1SDA068007R1","XT2V 160 Ekip LS/I In=100A 4p F F       ",51708,1498.78,"Tmax XT","TR70"]
["1SDA068027R1","XT2V 160 Ekip LSIG In=160A 4p FF In=100%",60876,1764.52,"Tmax XT","TR70"]
["1SDA068043R1","Ekip G-LS/I In=40A XT4 4p               ",19217,557.01,"Tmax XT","TR70"]
["1SDA068060R1","XT3N 250 TMD 63-630 4p F F              ",21356,619.01,"Tmax XT","TR70"]
["1SDA068082R1","XT4N 160 TMD 32-320 3p F F              ",18262,529.33000000000004,"Tmax XT","TR70"]
["1SDA068098R1","XT4N 160 TMA 50-500 4p F F              ",23539,682.29,"Tmax XT","TR70"]
["1SDA068112R1","XT4N 160 MA 10 Im=50...100 3p F F       ",15357,445.13,"Tmax XT","TR70"]
["1SDA068128R1","XT4N 160 Ekip I In=63A 3p F F           ",22604,655.19000000000005,"Tmax XT","TR70"]
["1SDA068144R1","XT4N 160 Ekip LS/I In=63A 4p F F        ",29059,842.29,"Tmax XT","TR70"]
["1SDA068161R1","XT4N 160 Ekip LSIG In=160A 4p F F       ",37652,1091.3599999999999,"Tmax XT","TR70"]
["1SDA068176R1","XT4L 250 BREAKING PART 3p F F           ",31064,900.41,"Tmax XT","TR70"]
["1SDA068207R1","XT4 W FP 4p HR                          ",12944,375.19,"Tmax XT","TR70"]
["1SDA068225R1","XT3S 250 TMD 125-1250 4p F F InN=50%    ",24895,721.59,"Tmax XT","TR70"]
["1SDA068260R1","XT3N 250 TMG 100-400 4p F F             ",21356,619.01,"Tmax XT","TR70"]
["1SDA068276R1","XT3S 250 TMG 160-480 4p F F InN=100%    ",24946,723.07,"Tmax XT","TR70"]
["1SDA068302R1","XT4S 160 TMD 32-320 3p F F              ",20250,586.96,"Tmax XT","TR70"]
["1SDA068319R1","XT4S 160 TMA 63-630 4p F F              ",25522,739.77,"Tmax XT","TR70"]
["1SDA068321R1","XT4S 160 TMA 100-1000 4p F F            ",25522,739.77,"Tmax XT","TR70"]
["1SDA068353R1","XT4H 160 TMA 80-800 4p F F              ",28999,840.55,"Tmax XT","TR70"]
["1SDA068354R1","XT4H 160 TMA 100-1000 4p F F            ",28999,840.55,"Tmax XT","TR70"]
["1SDA068371R1","XT4L 160 TMA 63-630 3p F F              ",38502,1116,"Tmax XT","TR70"]
["1SDA068386R1","XT4L 160 TMA 80-800 4p F F              ",47987,1390.93,"Tmax XT","TR70"]
["1SDA068435R1","XT4S 160 MA 52 Im=260...520 3p F F      ",17187,498.17,"Tmax XT","TR70"]
["1SDA068450R1","XT4H 250 MA 200 Im=1000...2000 3p F F   ",19855,575.51,"Tmax XT","TR70"]
["1SDA068476R1","XT4S 160 Ekip I In=40A 3p F F           ",24595,712.9,"Tmax XT","TR70"]
["1SDA068493R1","XT4S 160 Ekip LS/I In=100A 4p F F       ",31049,899.97,"Tmax XT","TR70"]
["1SDA068509R1","XT4S 160 Ekip LSIG In=160A 4p F F       ",39634,1148.81,"Tmax XT","TR70"]
["1SDA068526R1","XT4H 160 Ekip LSIG In=40A 3p F F        ",34180,990.72,"Tmax XT","TR70"]
["1SDA068552R1","XT4L 160 Ekip LS/I In=63A 3p F F        ",42983,1245.8800000000001,"Tmax XT","TR70"]
["1SDA068556R1","XT4L 160 Ekip I In=40A 3p F F           ",42983,1245.8800000000001,"Tmax XT","TR70"]
["1SDA068572R1","XT4L 160 Ekip LS/I In=63A 4p F F        ",53651,1555.1,"Tmax XT","TR70"]
["1SDA068587R1","XT4L 160 Ekip LSIG In=63A 4p F F        ",62248,1804.29,"Tmax XT","TR70"]
["1SDA068652R1","FLA. x THE COMP.DOOR x RHD XT2-XT4 W",1034,29.97,"Servis","TR73"]
["1SDA068801R1","4 OP/CL AUX CONT(2NO+2NC+2PR122-3)E2/6DC",3665,106.23,"Emax 2","TR70"]
["1SDA069062R1","PB 25mm 4pcs XT2-XT4 3p PAR.DIV.PH.LOW  ",655,18.989999999999998,"Tmax XT","TR70"]
["1SDA069215R1","SIDE GUIDES PF S6",21903,634.87,"Servis","TR73"]
["1SDA069242R1","EXTRACTION ROTARY HANDLE T7-X1",9163,265.58999999999997,"Servis","TR73"]
["1SDA069416R1","T6V 630 TMA 630-6300 4p F F InN=100%In  ",120436,3490.9,"Tmax","TR70"]
["1SDA069432R1","T6V 800 PR221DS-LS/I In=800 4p F F      ",190901,5533.36,"Tmax","TR70"]
["1SDA069475R1","E3H/VF 2000 PR122VF In2000A 3p WMP 1000V",1118644,32424.46,"Emax 2","TR70"]
["1SDA069498R1","E6H/VF-MS 5000 3p W MP 1150VAC          ",1270650,36830.43,"Emax 2","TR70"]
["1SDA069589R1","E3H/VF W FP 3p VR-VR new                ",166265,4819.28,"Emax 2","TR70"]
["1SDA069605R1","XT4N 250 Ekip E-LSIG In=250A 3p F F     ",45072,1306.43,"Tmax XT","TR70"]
["1SDA069621R1","XT4H 160 Ekip E-LSIG In=40A 3p F F      ",53412,1548.17,"Tmax XT","TR70"]
["1SDA069637R1","XT4L 160 Ekip E-LSIG In=63A 4p F F      ",87993,2550.52,"Tmax XT","TR70"]
["1SDA069816R1","T1D/PV 160 4p F FC Cu 1100V DC          ",17660,511.88,"Tmax","TR70"]
["1SDA069841R1","3PCS CON FP 6pin V<300V L=3m AUX T4T5T6",6297,182.52,"Servis","TR73"]
["1SDA070004R1","T1N-D/PV 100 MCS UL 4p F FC Cu 1000V DC ",21490,622.9,"Tmax","TR70"]
["1SDA070098R1","XT1C 160 TMD 100-1000 4p F F 50°C       ",12007,348.03,"Tmax XT","TR70"]
["1SDA070113R1","XT1N 160 TMD 80-800 4p F F 50°C         ",12512,362.67,"Tmax XT","TR70"]
["1SDA070128R1","XT2N 160 TMD 20-300 4p F F 50°C         ",14040,406.96,"Tmax XT","TR70"]
["1SDA070144R1","XT2S 160 TMA 80-800 3p F F 50°C         ",12300,356.52,"Tmax XT","TR70"]
["1SDA070150R1","XT2S 160 TMD 32-320 4p F F 50°C         ",17453,505.88,"Tmax XT","TR70"]
["1SDA070174R1","XT3S 250 TMD 125-1250 3p F F 50°C       ",21026,609.45000000000005,"Tmax XT","TR70"]
["1SDA070226R1","P1-2A 2000/P3B-C 2500 3P -->E3S2000/2500",673799,19530.41,"Servis","TR73"]
["1SDA070448R1","T7N-D/PV 1000 MCS UL 4p F F M 1000V DC  ",275565,7987.39,"Tmax","TR70"]
["1SDA070484R1","KIT 1 JUMPER 2+1PS T4 PV-B 200A UL 3p   ",7429,215.33,"Tmax","TR70"]
["1SDA070506R1","RF HN 1600/2000 Fixed 3p --> E3S 16/20",144818,4197.62,"Servis","TR73"]
["1SDA070696R1MP","E1.2N 250 Ekip Touch LSIG 3p F F        +107525",246994,7159.25,"Emax 2","TR70"]
["1SDA070697R1","E1.2N 250 Ekip G Touch LSIG 3p F F      ",293701,8513.07,"Emax 2","TR70"]
["1SDA070715R1","E1.2C 630 Ekip Touch LSI 3p F F         ",168276,4877.57,"Emax 2","TR70"]
["1SDA070743R1","E1.2B 800 Ekip Dip LSIG 3p F F          ",203486,5898.14,"Emax 2","TR70"]
["1SDA070758R1","E1.2C 800 Ekip Hi-Touch LSI 3p F F      ",256530,7435.65,"Emax 2","TR70"]
["1SDA070786R1","E1.2B 1000 Ekip Touch LSIG 3p F F       ",232978,6752.99,"Emax 2","TR70"]
["1SDA070808R1","E1.2N 1000 Ekip Hi-Touch LSI 3p F F     ",271002,7855.13,"Emax 2","TR70"]
["1SDA070828R1","E1.2B 1250 Ekip Hi-Touch LSI 3p F F     ",262489,7608.38,"Emax 2","TR70"]
["1SDA070844R1MP","E1.2N 1250 Ekip Touch LI 3p F F         +107525",158414,4591.71,"Emax 2","TR70"]
["1SDA070868R1","E1.2B 1600 Ekip Hi-Touch LSI 3p F F     ",307610,8916.23,"Emax 2","TR70"]
["1SDA070884R1","E1.2N 1600 Ekip Touch LI 3p F F         ",225879,6547.22,"Emax 2","TR70"]
["1SDA070895R1MP","E2.2N 800 Ekip Touch LSI 3p FHR         +107525",181106,5249.45,"Emax 2","TR70"]
["1SDA070906R1MP","E2.2S 800 Ekip Touch LSIG 3p FHR        +107525",285872,8286.14,"Emax 2","TR70"]
["1SDA070918R1","E2.2H 800 Ekip Hi-Touch LSI 3p FHR      ",301367,8735.2800000000007,"Emax 2","TR70"]
["1SDA070931R1","E2.2S 1000 Ekip Dip LI 3p FHR           ",195455,5665.36,"Emax 2","TR70"]
["1SDA070943R1","E2.2H 1000 Ekip Dip LSIG 3p FHR         ",253320,7342.61,"Emax 2","TR70"]
["1SDA070957R1","E2.2N 1250 Ekip G Touch LSIG 3p FHR     ",316117,9162.81,"Emax 2","TR70"]
["1SDA070969R1","E2.2S 1250 Ekip Hi-Touch LSIG 3p FHR    ",347904,10084.17,"Emax 2","TR70"]
["1SDA070987R1","E2.2B 1600 Ekip G Touch LSIG 3p FHR     ",352161,10207.57,"Emax 2","TR70"]
["1SDA071002R1","E2.2S 1600 Ekip Dip LSI 3p FHR          ",236427,6852.96,"Emax 2","TR70"]
["1SDA071016R1","E2.2H 1600 Ekip Touch LSIG 3p FHR       ",324635,9409.7099999999991,"Emax 2","TR70"]
["1SDA071033R1","E2.2N 2000 Ekip Dip LSIG 3p FHR         ",331942,9621.51,"Emax 2","TR70"]
["1SDA071049R1","E2.2S 2000 Ekip Hi-Touch LSIG 3p FHR    ",449215,13020.72,"Emax 2","TR70"]
["1SDA071066R1MP","E2.2N 2500 Ekip Touch LSIG 3p FHR       +107525",443359,12850.99,"Emax 2","TR70"]
["1SDA071085R1","E2.2H 2500 Ekip Touch LSI 3p FHR        ",396717,11499.04,"Emax 2","TR70"]
["1SDA071106R1MP","E4.2V 2000 Ekip Touch LSIG 3p FHR       +107525",582691,16889.59,"Emax 2","TR70"]
["1SDA071128R1","E4.2V 2500 Ekip Hi-Touch LSI 3p FHR     ",604431,17519.740000000002,"Emax 2","TR70"]
["1SDA071156R1MP","E4.2S 3200 Ekip Touch LSIG 3p FHR       +107525",523953,15187.04,"Emax 2","TR70"]
["1SDA071172R1","E4.2V 3200 Ekip Dip LSI 3p FHR          ",480616,13930.9,"Emax 2","TR70"]
["1SDA071196R1MP","E4.2N 4000 Ekip Touch LSIG 3p FHR       +107525",731385,21199.57,"Emax 2","TR70"]
["1SDA071214R1","E4.2H 4000 Ekip Touch LI 3p FHR         ",692678,20077.62,"Emax 2","TR70"]
["1SDA071228R1","E4.2V 4000 Ekip Hi-Touch LSI 3p FHR     ",893596,25901.33,"Emax 2","TR70"]
["1SDA071241R1","E6.2V 4000 Ekip Dip LI 3p FHR           ",947108,27452.41,"Emax 2","TR70"]
["1SDA071253R1","E6.2X 4000 Ekip Dip LSIG 3p FHR         ",1168248,33862.26,"Emax 2","TR70"]
["1SDA071266R1MP","E6.2H 5000 Ekip Touch LSIG 3p FHR       +107525",1096321,31777.42,"Emax 2","TR70"]
["1SDA071283R1","E6.2X 5000 Ekip Dip LSIG 3p FHR         ",1190728,34513.86,"Emax 2","TR70"]
["1SDA071296R1MP","E6.2H 6300 Ekip Touch LSIG 3p FHR       +107525",1425773,41326.75,"Emax 2","TR70"]
["1SDA071313R1","E6.2X 6300 Ekip Dip LSIG 3p FHR         ",1549262,44906.14,"Emax 2","TR70"]
["1SDA071324R1MP","E1.2N 250 Ekip Touch LI 4p F F          +107525",186427,5403.68,"Emax 2","TR70"]
["1SDA071336R1MP","E1.2B 630 Ekip Touch LSIG 4p F F        +107525",259276,7515.25,"Emax 2","TR70"]
["1SDA071337R1","E1.2B 630 Ekip G Touch LSIG 4p F F      ",299969,8694.75,"Emax 2","TR70"]
["1SDA071360R1","E1.2N 630 Ekip G Hi-Touch LSIG 4p F F   ",369677,10715.28,"Emax 2","TR70"]
["1SDA071375R1MP","E1.2B 800 Ekip Touch LSI 4p F F         +107525",177768,5152.7,"Emax 2","TR70"]
["1SDA071388R1","E1.2C 800 Ekip Hi-Touch LSI 4p F F      ",287175,8323.91,"Emax 2","TR70"]
["1SDA071414R1","E1.2B 1000 Ekip Touch LI 4p F F         ",174920,5070.1400000000003,"Emax 2","TR70"]
["1SDA071426R1MP","E1.2C 1000 Ekip Touch LSIG 4p F F       +107525",288770,8370.14,"Emax 2","TR70"]
["1SDA071440R1","E1.2N 1000 Ekip G Hi-Touch LSIG 4p F F  ",386649,11207.22,"Emax 2","TR70"]
["1SDA071465R1","E1.2C 1250 Ekip Touch LSI 4p F F        ",229225,6644.2,"Emax 2","TR70"]
["1SDA071476R1MP","E1.2N 1250 Ekip Touch LSIG 4p F F       +107525",307836,8922.7800000000007,"Emax 2","TR70"]
["1SDA071500R1","E1.2B 1600 Ekip G Hi-Touch LSIG 4p F F  ",434683,12599.51,"Emax 2","TR70"]
["1SDA071514R1MP","E1.2N 1600 Ekip Touch LI 4p F F         +107525",239718,6948.35,"Emax 2","TR70"]
["1SDA071525R1MP","E2.2N 800 Ekip Touch LSI 4p FHR         +107525",215244,6238.96,"Emax 2","TR70"]
["1SDA071536R1MP","E2.2S 800 Ekip Touch LSIG 4p FHR        +107525",325840,9444.64,"Emax 2","TR70"]
["1SDA071545R1MP","E2.2H 800 Ekip Touch LSI 4p FHR         +107525",273893,7938.93,"Emax 2","TR70"]
["1SDA071560R1","E2.2N 1000 Ekip G Hi-Touch LSIG 4p FHR  ",400735,11615.51,"Emax 2","TR70"]
["1SDA071572R1","E2.2H 1000 Ekip Dip LSI 4p FHR          ",243246,7050.61,"Emax 2","TR70"]
["1SDA071585R1MP","E2.2N 1250 Ekip Touch LSI 4p FHR        +107525",215244,6238.96,"Emax 2","TR70"]
["1SDA071596R1MP","E2.2S 1250 Ekip Touch LSIG 4p FHR       +107525",325840,9444.64,"Emax 2","TR70"]
["1SDA071613R1","E2.2B 1600 Ekip Dip LSIG 4p FHR         ",308447,8940.49,"Emax 2","TR70"]
["1SDA071625R1MP","E2.2N 1600 Ekip Touch LSI 4p FHR        +107525",264628,7670.38,"Emax 2","TR70"]
["1SDA071636R1MP","E2.2S 1600 Ekip Touch LSIG 4p FHR       +107525",376488,10912.7,"Emax 2","TR70"]
["1SDA071653R1","E2.2B 2000 Ekip Dip LSIG 4p FHR         ",349447,10128.9,"Emax 2","TR70"]
["1SDA071665R1MP","E2.2N 2000 Ekip Touch LSI 4p FHR        +107525",327236,9485.1,"Emax 2","TR70"]
["1SDA071679R1","E2.2S 2000 Ekip Hi-Touch LSIG 4p FHR    ",503341,14589.59,"Emax 2","TR70"]
["1SDA071694R1MP","E2.2N 2500 Ekip Touch LI 4p FHR         +107525",380659,11033.59,"Emax 2","TR70"]
["1SDA071698R1","E2.2N 2500 Ekip Hi-Touch LSI 4p FHR     ",523710,15180,"Emax 2","TR70"]
["1SDA071720R1","E2.2H 2500 Ekip G Hi-Touch LSIG 4p FHR  ",656850,19039.13,"Emax 2","TR70"]
["1SDA071752R1","E4.2V 2500 Ekip Dip LSI 4p FHR          ",563153,16323.28,"Emax 2","TR70"]
["1SDA071775R1","E4.2N 3200 Ekip Touch LSI 4p FHR        ",525803,15240.67,"Emax 2","TR70"]
["1SDA071788R1","E4.2S 3200 Ekip Hi-Touch LSI 4p FHR     ",620043,17972.259999999998,"Emax 2","TR70"]
["1SDA071802R1","E4.2V 3200 Ekip Dip LSI 4p FHR          ",574606,16655.25,"Emax 2","TR70"]
["1SDA071825R1MP","E4.2N 4000 Ekip Touch LSI 4p FHR        +107525",689020,19971.59,"Emax 2","TR70"]
["1SDA071838R1","E4.2S 4000 Ekip Hi-Touch LSI 4p FHR     ",903560,26190.14,"Emax 2","TR70"]
["1SDA071854R1","E4.2V 4000 Ekip Touch LI 4p FHR         ",952644,27612.87,"Emax 2","TR70"]
["1SDA071865R1MP","E6.2H 4000 Ekip Touch LSI 4p FHR        +107525",1213219,35165.769999999997,"Emax 2","TR70"]
["1SDA071876R1MP","E6.2V 4000 Ekip Touch LSIG 4p FHR       +107525",1364636,39554.67,"Emax 2","TR70"]
["1SDA071889R1","E6.2X 4000 Ekip Hi-Touch LSIG 4p FHR    ",1634143,47366.46,"Emax 2","TR70"]
["1SDA071895R1","E6.2H 5000 Ekip Touch LSI 4p FHR        ",1228854,35618.959999999999,"Emax 2","TR70"]
["1SDA071915R1","E6.2X 5000 Ekip Touch LSI 4p FHR        ",1523772,44167.3,"Emax 2","TR70"]
["1SDA071915R1MP","E6.2X 5000 Ekip Touch LSI 4p FHR        +107525",1532673,44425.3,"Emax 2","TR70"]
["1SDA071928R1","E6.2H 6300 Ekip Hi-Touch LSI 4p FHR     ",1698778,49239.94,"Emax 2","TR70"]
["1SDA071942R1","E6.2X 6300 Ekip Dip LSI 4p FHR          ",1784175,51715.22,"Emax 2","TR70"]
["1SDA071954R1MP","E6.2H/f 4000 Ekip Touch LI 4p FHR       +107525",1103306,31979.88,"Emax 2","TR70"]
["1SDA071965R1MP","E6.2V/f 4000 Ekip Touch LSI 4p FHR      +107525",1207215,34991.74,"Emax 2","TR70"]
["1SDA071977R1","E6.2X/f 4000 Ekip G Touch LSIG 4p FHR   ",1442344,41807.07,"Emax 2","TR70"]
["1SDA071989R1","E6.2H/f 5000 Ekip Hi-Touch LSIG 4p FHR  ",1256273,36413.71,"Emax 2","TR70"]
["1SDA072001R1","E6.2X/f 5000 Ekip Dip LI 4p FHR         ",1226600,35553.620000000003,"Emax 2","TR70"]
["1SDA072014R1","E6.2H/f 6300 Ekip Touch LI 4p FHR       ",1441888,41793.86,"Emax 2","TR70"]
["1SDA072025R1","E6.2V/f 6300 Ekip Touch LSI 4p FHR      ",1612884,46750.26,"Emax 2","TR70"]
["1SDA072036R1MP","E6.2X/f 6300 Ekip Touch LSIG 4p FHR     +107525",1928925,55910.87,"Emax 2","TR70"]
["1SDA072047R1","E1.2N 250 Ekip G Touch LSIG 3p WMP      ",283211,8209.01,"Emax 2","TR70"]
["1SDA072065R1","E1.2C 630 Ekip Touch LSI 3p WMP         ",158347,4589.7700000000004,"Emax 2","TR70"]
["1SDA072093R1","E1.2B 800 Ekip Dip LSIG 3p WMP          ",189357,5488.61,"Emax 2","TR70"]
["1SDA072108R1","E1.2C 800 Ekip Hi-Touch LSI 3p WMP      ",241485,6999.57,"Emax 2","TR70"]
["1SDA072136R1","E1.2B 1000 Ekip Touch LSIG 3p WMP       ",224460,6506.09,"Emax 2","TR70"]
["1SDA072154R1","E1.2N 1000 Ekip Touch LI 3p WMP         ",173953,5042.12,"Emax 2","TR70"]
["1SDA072179R1","E1.2B 1250 Ekip Hi-Touch LSIG 3p WMP    ",317260,9195.94,"Emax 2","TR70"]
["1SDA072195R1","E1.2N 1250 Ekip Touch LSI 3p WMP        ",209427,6070.35,"Emax 2","TR70"]
["1SDA072219R1","E1.2B 1600 Ekip Hi-Touch LSIG 3p WMP    ",350740,10166.379999999999,"Emax 2","TR70"]
["1SDA072234R1MP","E1.2N 1600 Ekip Touch LI 3p WMP         +107525",200122,5800.64,"Emax 2","TR70"]
["1SDA072246R1","E2.2N 800 Ekip Touch LSIG 3p WMP        ",256530,7435.65,"Emax 2","TR70"]
["1SDA072257R1","E2.2S 800 Ekip G Touch LSIG 3p WMP      ",326339,9459.1,"Emax 2","TR70"]
["1SDA072268R1","E2.2H 800 Ekip Hi-Touch LSI 3p WMP      ",296823,8603.57,"Emax 2","TR70"]
["1SDA072281R1","E2.2S 1000 Ekip Dip LI 3p WMP           ",182720,5296.23,"Emax 2","TR70"]
["1SDA072293R1","E2.2H 1000 Ekip Dip LSIG 3p WMP         ",243355,7053.77,"Emax 2","TR70"]
["1SDA072307R1","E2.2N 1250 Ekip G Touch LSIG 3p WMP     ",311016,9014.9599999999991,"Emax 2","TR70"]
["1SDA072319R1","E2.2S 1250 Ekip Hi-Touch LSIG 3p WMP    ",343363,9952.5499999999993,"Emax 2","TR70"]
["1SDA072336R1MP","E2.2B 1600 Ekip Touch LSIG 3p WMP       +107525",283024,8203.59,"Emax 2","TR70"]
["1SDA072353R1","E2.2S 1600 Ekip Dip LSIG 3p WMP         ",287093,8321.5400000000009,"Emax 2","TR70"]
["1SDA072366R1MP","E2.2H 1600 Ekip Touch LSIG 3p WMP       +107525",340628,9873.2800000000007,"Emax 2","TR70"]
["1SDA072384R1","E2.2N 2000 Ekip Touch LI 3p WMP         ",271856,7879.88,"Emax 2","TR70"]
["1SDA072400R1","E2.2S 2000 Ekip G Hi-Touch LSIG 3p WMP  ",501994,14550.55,"Emax 2","TR70"]
["1SDA072413R1","E2.2N 2500 Ekip Dip LSIG 3p WMP         ",360188,10440.23,"Emax 2","TR70"]
["1SDA072435R1","E2.2H 2500 Ekip Touch LSI 3p WMP        ",413738,11992.41,"Emax 2","TR70"]
["1SDA072456R1MP","E4.2V 2000 Ekip Touch LSIG 3p WMP       +107525",605960,17564.060000000001,"Emax 2","TR70"]
["1SDA072478R1","E4.2V 2500 Ekip Hi-Touch LSI 3p WMP     ",628267,18210.64,"Emax 2","TR70"]
["1SDA072506R1MP","E4.2S 3200 Ekip Touch LSIG 3p WMP       +107525",544378,15779.07,"Emax 2","TR70"]
["1SDA072522R1","E4.2V 3200 Ekip Dip LSI 3p WMP          ",492792,14283.83,"Emax 2","TR70"]
["1SDA072523R1","E4.2V 3200 Ekip Dip LSIG 3p WMP         ",542621,15728.14,"Emax 2","TR70"]
["1SDA072546R1MP","E4.2N 4000 Ekip Touch LSIG 3p WMP       +107525",664417,19258.46,"Emax 2","TR70"]
["1SDA072564R1","E4.2H 4000 Ekip Touch LI 3p WMP         ",661190,19164.93,"Emax 2","TR70"]
["1SDA072580R1","E4.2V 4000 Ekip G Hi-Touch LSIG 3p WMP  ",1012497,29347.74,"Emax 2","TR70"]
["1SDA072592R1","E6.2V 4000 Ekip Dip LSI 3p WMP          ",922463,26738.06,"Emax 2","TR70"]
["1SDA072604R1","E6.2X 4000 Ekip Touch LI 3p WMP         ",1174702,34049.33,"Emax 2","TR70"]
["1SDA072628R1","E6.2V 5000 Ekip Hi-Touch LSI 3p WMP     ",1159777,33616.720000000001,"Emax 2","TR70"]
["1SDA072633R1","E6.2X 5000 Ekip Dip LSIG 3p WMP         ",1139749,33036.199999999997,"Emax 2","TR70"]
["1SDA072647R1","E6.2H 6300 Ekip G Touch LSIG 3p WMP     ",1276970,37013.620000000003,"Emax 2","TR70"]
["1SDA072663R1","E6.2X 6300 Ekip Dip LSIG 3p WMP         ",1417692,41092.519999999997,"Emax 2","TR70"]
["1SDA072674R1MP","E1.2N 250 Ekip Touch LI 4p WMP          +107525",205750,5963.77,"Emax 2","TR70"]
["1SDA072687R1","E1.2B 630 Ekip G Touch LSIG 4p WMP      ",288486,8361.91,"Emax 2","TR70"]
["1SDA072703R1","E1.2N 630 Ekip Dip LSIG 4p WMP          ",226681,6570.46,"Emax 2","TR70"]
["1SDA072726R1","E1.2B 800 Ekip Touch LSIG 4p WMP        ",241485,6999.57,"Emax 2","TR70"]
["1SDA072739R1","E1.2C 800 Ekip Hi-Touch LSIG 4p WMP     ",316158,9164,"Emax 2","TR70"]
["1SDA072764R1MP","E1.2B 1000 Ekip Touch LI 4p WMP         +107525",173057,5016.1400000000003,"Emax 2","TR70"]
["1SDA072777R1","E1.2C 1000 Ekip G Touch LSIG 4p WMP     ",310154,8989.9699999999993,"Emax 2","TR70"]
["1SDA072803R1","E1.2B 1250 Ekip Dip LSIG 4p WMP         ",247319,7168.67,"Emax 2","TR70"]
["1SDA072819R1","E1.2C 1250 Ekip Hi-Touch LSIG 4p WMP    ",365764,10601.86,"Emax 2","TR70"]
["1SDA072826R1MP","E1.2N 1250 Ekip Touch LSIG 4p WMP       +107525",317489,9202.58,"Emax 2","TR70"]
["1SDA072850R1","E1.2B 1600 Ekip G Hi-Touch LSIG 4p WMP  ",424238,12296.75,"Emax 2","TR70"]
["1SDA072864R1MP","E1.2N 1600 Ekip Touch LI 4p WMP         +107525",237695,6889.71,"Emax 2","TR70"]
["1SDA072875R1MP","E2.2N 800 Ekip Touch LSI 4p WMP         +107525",209643,6076.61,"Emax 2","TR70"]
["1SDA072886R1MP","E2.2S 800 Ekip Touch LSIG 4p WMP        +107525",320626,9293.51,"Emax 2","TR70"]
["1SDA072899R1","E2.2H 800 Ekip Hi-Touch LSIG 4p WMP     ",382471,11086.12,"Emax 2","TR70"]
["1SDA072911R1","E2.2S 1000 Ekip Dip LI 4p WMP           ",218542,6334.55,"Emax 2","TR70"]
["1SDA072923R1","E2.2H 1000 Ekip Dip LSIG 4p WMP         ",277373,8039.8,"Emax 2","TR70"]
["1SDA072936R1","E2.2N 1250 Ekip Touch LSIG 4p WMP       ",292660,8482.9,"Emax 2","TR70"]
["1SDA072947R1","E2.2S 1250 Ekip G Touch LSIG 4p WMP     ",358195,10382.459999999999,"Emax 2","TR70"]
["1SDA072964R1","E2.2B 1600 Ekip Touch LI 4p WMP         ",238619,6916.49,"Emax 2","TR70"]
["1SDA072966R1MP","E2.2B 1600 Ekip Touch LSIG 4p WMP       +107525",322711,9353.94,"Emax 2","TR70"]
["1SDA072986R1MP","E2.2S 1600 Ekip Touch LSIG 4p WMP       +107525",385104,11162.43,"Emax 2","TR70"]
["1SDA073003R1","E2.2B 2000 Ekip Dip LSIG 4p WMP         ",317365,9198.99,"Emax 2","TR70"]
["1SDA073015R1MP","E2.2N 2000 Ekip Touch LSI 4p WMP        +107525",298953,8665.2999999999993,"Emax 2","TR70"]
["1SDA073029R1","E2.2S 2000 Ekip Hi-Touch LSIG 4p WMP    ",511958,14839.36,"Emax 2","TR70"]
["1SDA073044R1MP","E2.2N 2500 Ekip Touch LI 4p WMP         +107525",350804,10168.23,"Emax 2","TR70"]
["1SDA073056R1MP","E2.2S 2500 Ekip Touch LSIG 4p WMP       +107525",550886,15967.71,"Emax 2","TR70"]
["1SDA073081R1","E4.2V 2000 Ekip Dip LI 4p WMP           ",546595,15843.33,"Emax 2","TR70"]
["1SDA073103R1","E4.2V 2500 Ekip Dip LSIG 4p WMP         ",623513,18072.84,"Emax 2","TR70"]
["1SDA073125R1MP","E4.2N 3200 Ekip Touch LSI 4p WMP        +107525",423968,12288.93,"Emax 2","TR70"]
["1SDA073126R1","E4.2N 3200 Ekip Touch LSIG 4p WMP       ",541717,15701.94,"Emax 2","TR70"]
["1SDA073139R1","E4.2S 3200 Ekip Hi-Touch LSIG 4p WMP    ",691834,20053.16,"Emax 2","TR70"]
["1SDA073156R1","E4.2V 3200 Ekip Touch LSIG 4p WMP       ",727076,21074.67,"Emax 2","TR70"]
["1SDA073175R1MP","E4.2N 4000 Ekip Touch LSI 4p WMP        +107525",619900,17968.12,"Emax 2","TR70"]
["1SDA073188R1","E4.2S 4000 Ekip Hi-Touch LSI 4p WMP     ",879018,25478.78,"Emax 2","TR70"]
["1SDA073204R1MP","E4.2V 4000 Ekip Touch LI 4p WMP         +107525",789565,22885.94,"Emax 2","TR70"]
["1SDA073215R1MP","E6.2H 4000 Ekip Touch LSI 4p WMP        +107525",1097562,31813.39,"Emax 2","TR70"]
["1SDA073227R1","E6.2V 4000 Ekip G Touch LSIG 4p WMP     ",1319180,38237.1,"Emax 2","TR70"]
["1SDA073239R1","E6.2X 4000 Ekip Hi-Touch LSIG 4p WMP    ",1596917,46287.45,"Emax 2","TR70"]
["1SDA073254R1MP","E6.2V 5000 Ekip Touch LI 4p WMP         +107525",1079521,31290.46,"Emax 2","TR70"]
["1SDA073266R1","E6.2X 5000 Ekip Touch LSIG 4p WMP       ",1551938,44983.71,"Emax 2","TR70"]
["1SDA073279R1","E6.2H 6300 Ekip Hi-Touch LSIG 4p WMP    ",1573984,45622.720000000001,"Emax 2","TR70"]
["1SDA073293R1","E6.2X 6300 Ekip Dip LSIG 4p WMP         ",1679772,48689.04,"Emax 2","TR70"]
["1SDA073305R1","E6.2H/f 4000 Ekip Touch LSI 4p WMP      ",1004857,29126.29,"Emax 2","TR70"]
["1SDA073316R1","E6.2V/f 4000 Ekip Touch LSIG 4p WMP     ",1225202,35513.1,"Emax 2","TR70"]
["1SDA073327R1","E6.2X/f 4000 Ekip G Touch LSIG 4p WMP   ",1409775,40863.040000000001,"Emax 2","TR70"]
["1SDA073339R1","E6.2H/f 5000 Ekip Hi-Touch LSIG 4p WMP  ",1147402,33258.03,"Emax 2","TR70"]
["1SDA073351R1","E6.2X/f 5000 Ekip Dip LI 4p WMP         ",1152973,33419.51,"Emax 2","TR70"]
["1SDA073364R1","E6.2H/f 6300 Ekip Touch LI 4p WMP       ",1280288,37109.800000000003,"Emax 2","TR70"]
["1SDA073375R1","E6.2V/f 6300 Ekip Touch LSI 4p WMP      ",1495923,43360.09,"Emax 2","TR70"]
["1SDA073386R1","E6.2X/f 6300 Ekip Touch LSIG 4p WMP     ",1785355,51749.42,"Emax 2","TR70"]
["1SDA073401R1","E1.2N/MS 1600 3p F F                    ",236311,6849.59,"Emax 2","TR70"]
["1SDA073416R1","E4.2V/MS 2000 3p FHR                    ",486603,14104.43,"Emax 2","TR70"]
["1SDA073432R1","E1.2N/MS 630 4p F F                     ",179616,5206.26,"Emax 2","TR70"]
["1SDA073447R1","E2.2B/MS 1600 4p FHR                    ",265864,7706.2,"Emax 2","TR70"]
["1SDA073457R1","E4.2N/MS 3200 4p FHR                    ",492569,14277.36,"Emax 2","TR70"]
["1SDA073480R1","E1.2B/MS 1000 3p WMP                    ",156839,4546.0600000000004,"Emax 2","TR70"]
["1SDA073495R1","E2.2B/MS 2000 3p WMP                    ",234226,6789.16,"Emax 2","TR70"]
["1SDA073512R1","E6.2H/MS 6300 3p WMP                    ",1086287,31486.58,"Emax 2","TR70"]
["1SDA073527R1","E2.2N/MS 1000 4p WMP                    ",196048,5682.55,"Emax 2","TR70"]
["1SDA073542R1","E4.2H/MS 3200 4p WMP                    ",532006,15420.46,"Emax 2","TR70"]
["1SDA073558R1","E6.2X/f/MS 6300 4p WMP                  ",1415836,41038.720000000001,"Emax 2","TR70"]
["1SDA073636R1","E2.2S 250 Ekip Hi-Touch LSIG 3p FHR     ",347904,10084.17,"Emax 2","TR70"]
["1SDA073648R1","E2.2S 250 Ekip Dip LI 3p WMP            ",182720,5296.23,"Emax 2","TR70"]
["1SDA073661R1","E2.2S 250 Ekip Touch LI 4p WMP          ",244886,7098.14,"Emax 2","TR70"]
["1SDA073673R1","YO E1.2..E6.2-XT7-XT7M 120-127 VAC/DC   ",5277,152.96,"Emax 2","TR70"]
["1SDA073693R1","YC  E1.2..E6.2 500-550 VAC              ",37033,1073.42,"Emax 2","TR70"]
["1SDA073704R1","YU E1.2..E6.2-XT7-XT7M 415-440 VAC      ",42427,1229.77,"Emax 2","TR70"]
["1SDA073730R1","M E2.2...E6.2 48-60 VAC/DC + MC 24V     ",65313,1893.13,"Emax 2","TR70"]
["1SDA073731R1","M E2.2...E6.2 100-130 VAC/DC + MC 24V   ",65313,1893.13,"Emax 2","TR70"]
["1SDA073748R1","YR 110 VAC/DC E2.2...E6.2               ",8177,237.01,"Emax 2","TR70"]
["1SDA073774R1","RTC 24VDC E2.2...E6.2                   ",3570,103.48,"Emax 2","TR70"]
["1SDA073794R1","KLC-S Key lock open N.20007 E2.2..E6.2  ",5531,160.32,"Emax 2","TR70"]
["1SDA073811R1","KLP-S Pos.lock N.20009 E2.2..E6.2 1Key  ",11079,321.13,"Emax 2","TR70"]
["1SDA073828R1","KLP-D Pos.lock E1.2-XT7-XT7M 2key       ",2973,86.17,"Emax 2","TR70"]
["1SDA073845R1","DLR Padlock Door Con/Iso FP E2.2-E6.2   ",15957,462.52,"Emax 2","TR70"]
["1SDA073864R1","IP30 Flange E2.2...E6.2 F               ",1941,56.26,"Emax 2","TR70"]
["1SDA073950R1","Kit HR/VR E1.2 W FP 4pcs                ",14659,424.9,"Emax 2","TR70"]
["1SDA073965R1","Kit EF Inf E1.2-XT7/XT7M F 3pcs INST    ",22396,649.16,"Emax 2","TR70"]
["1SDA073999R1","Kit FCCuAl 4x240 Inf E1.2-XT7/M F 3pINST",29163,845.3,"Emax 2","TR70"]
["1SDA074013R1","KIT VR/HR E2.2 IU=2500 3PCS             ",25847,749.19,"Emax 2","TR70"]
["1SDA074048R1","Kit SHR Low E2.2 Iu=2000 4pcs INST      ",15663,454,"Emax 2","TR70"]
["1SDA074064R1","Kit SVR Up E2.2 Iu=2500 4pcs INST       ",14512,420.64,"Emax 2","TR70"]
["1SDA074079R1","Kit FL E4.2 W FP 3pcs 4000 A            ",46793,1356.32,"Emax 2","TR70"]
["1SDA074094R1","Kit F Sup E2.2 W FP 3pcs                ",69028,2000.81,"Emax 2","TR70"]
["1SDA074110R1","Kit F Inf E6.2 W FP 4pcs INST           ",567923,16461.54,"Emax 2","TR70"]
["1SDA074125R1","KIT F INF E2.2 F 4PCS                   ",113370,3286.09,"Emax 2","TR70"]
["1SDA074141R1","KIT F SUP E6.2 F 4PCS                   ",567923,16461.54,"Emax 2","TR70"]
["1SDA074162R1","EKIP COM R ETHERNET/IP E1.2..E6.2       ",33715,977.25,"Emax 2","TR70"]
["1SDA074197R1","EKIP TOUCH LI  E1.2..E6.2               ",77551,2247.86,"Emax 2","TR70"]
["1SDA074214R1","Arr. up int.outlets E1.2..E6.2-XT7/MEx  ",3952,114.55,"Emax 2","TR70"]
["1SDA074235R1","RATING PLUG 250 L OFF E1.2..E2.2        ",2356,68.290000000000006,"Emax 2","TR70"]
["1SDA074246R1","RATING PLUG 5000 L OFF E6.2             ",2356,68.290000000000006,"Emax 2","TR70"]
["1SDA074275R1","RATING PLUG 250 L OFF E1.2..E2.2 INST   ",2356,68.290000000000006,"Emax 2","TR70"]
["1SDA074290R1","RATING PLUG RC R250 E1.2..E2.2 INST     ",2356,68.290000000000006,"Emax 2","TR70"]
["1SDA074350R1","E4.2/CS 4000 MP 3p                      ",545527,15812.38,"Emax 2","TR70"]
["1SDA074365R1","E6.2/MT 6300 MP 4p Earth DOWN           ",1299204,37658.089999999997,"Emax 2","TR70"]
["1SDA074527R1","PR231/P-LS/I T7-T7M 3p new              ",74383,2156.0300000000002,"Tmax","TR70"]
["1SDA074545R1","PR332/P-LSI T8 new                      ",373253,10818.93,"Tmax","TR70"]
["1SDA074561R1","RATING Rc In1250 PR332Rc-3T7-T7M-T8-X1nw",33775,978.99,"Tmax","TR70"]
["1SDA074586R1","Kit SHR Up E2.2 W FP 4pcs INST          ",15663,454,"Emax 2","TR70"]
["1SDA074622R1","Ekip Smart Bag E1.2...E6.2              ",290594,8423.01,"Emax 2","TR70"]
["1SDA074643R1","XT1N 125 TMF 70-700 3p F F UL/CSA       ",28944,838.96,"Tmax XT","TR70"]
["1SDA074648R1","XT1N 125 TMF 125-1250 3p F F UL/CSA     ",28944,838.96,"Tmax XT","TR70"]
["1SDA074673R1","XT1S 125 TMF 70-700 3p F F UL/CSA       ",31099,901.42,"Tmax XT","TR70"]
["1SDA074688R1","XT1S 125 TMF 70-700 4p F F UL/CSA       ",40427,1171.8,"Tmax XT","TR70"]
["1SDA074704R1","XT1H 125 TMF 80-800 3p F F UL/CSA       ",32361,938,"Tmax XT","TR70"]
["1SDA074719R1","XT1H 125 TMF 80-800 4p F F UL/CSA       ",42065,1219.28,"Tmax XT","TR70"]
["1SDA074720R1","XT1H 125 TMF 90-900 4p F F UL/CSA       ",42065,1219.28,"Tmax XT","TR70"]
["1SDA074735R1","XT2N 125 TMF 25-400 3p F F UL/CSA       ",32706,948,"Tmax XT","TR70"]
["1SDA074750R1","XT2N 125 TMF 30-400 4p F F UL/CSA       ",42512,1232.23,"Tmax XT","TR70"]
["1SDA074766R1","XT2S 125 TMF 40-400 3p F F UL/CSA       ",40583,1176.32,"Tmax XT","TR70"]
["1SDA074781R1","XT2S 125 TMF 50-500 4p F F UL/CSA       ",52748,1528.93,"Tmax XT","TR70"]
["1SDA074797R1","XT2H 125 TMF 70-700 3p F F UL/CSA       ",61631,1786.41,"Tmax XT","TR70"]
["1SDA074812R1","XT2H 125 TMA 80-400..800 4p F F UL/CSA  ",80117,2322.23,"Tmax XT","TR70"]
["1SDA074827R1","XT2L 125 TMA 90-450..900 3p F F UL/CSA  ",99114,2872.87,"Tmax XT","TR70"]
["1SDA074842R1","XT2L 125 TMA 100-500..1000 4p F F UL/CSA",128857,3734.99,"Tmax XT","TR70"]
["1SDA074857R1","XT2V 125 TMA 110-550..1100 3p F F UL/CSA",108534,3145.91,"Tmax XT","TR70"]
["1SDA074872R1","XT2V 125 TMA 125-625..1250 4p FF UL/CSA ",141098,4089.8,"Tmax XT","TR70"]
["1SDA074907R1","XT2N 125 Ekip LS/I In=60A 4p F F UL/CSA ",40027,1160.2,"Tmax XT","TR70"]
["1SDA074922R1","XT2H 125 Ekip LS/I In=60A 3p F F UL/CSA ",35414,1026.49,"Tmax XT","TR70"]
["1SDA074938R1","XT2L 125 Ekip LS/I In=100A 4p F F UL/CSA",70155,2033.48,"Tmax XT","TR70"]
["1SDA074973R1","XT2H 125 Ekip LSI In=100A 3p F F UL/CSA ",42404,1229.0999999999999,"Tmax XT","TR70"]
["1SDA074988R1","XT2L 125 Ekip LSI In=100A 4p F F UL/CSA ",76127,2206.58,"Tmax XT","TR70"]
["1SDA075004R1","XT2N 125 Ekip LSIG In=125A 3p F F UL/CSA",42667,1236.72,"Tmax XT","TR70"]
["1SDA075019R1","XT2S 125 Ekip LSIG In=125A 4p F F UL/CSA",58347,1691.22,"Tmax XT","TR70"]
["1SDA075029R1","XT2H 125 Ekip LSIG In=125A 4p F F UL/CSA",61242,1775.13,"Tmax XT","TR70"]
["1SDA075049R1","XT2V 125 Ekip LSIG In=125A 4p F F UL/CSA",91042,2638.9,"Tmax XT","TR70"]
["1SDA075094R1","XT2V 125 Ekip I In=125A 3p FF MCP-UL/CSA",65014,1884.46,"Tmax XT","TR70"]
["1SDA075121R1","XT3N 225 TMF 80-800 4p F F UL/CSA       ",48635,1409.71,"Tmax XT","TR70"]
["1SDA075136R1","XT3S 225 TMF 175-1750 3p F F UL/CSA     ",46139,1337.36,"Tmax XT","TR70"]
["1SDA075151R1","XT3S 225 MCP Iu=150 3p F F UL/CSA       ",57679,1671.86,"Tmax XT","TR70"]
["1SDA075167R1","XT4N 250 TMA 200 1000..2000 3p FF UL/CSA",42817,1241.07,"Tmax XT","TR70"]
["1SDA075183R1","XT4N 250 TMA 150 750..1500 4p F F UL/CSA",55662,1613.39,"Tmax XT","TR70"]
["1SDA075199R1","XT4S 250 TMA 125 625..1250 3p F F UL/CSA",50059,1450.99,"Tmax XT","TR70"]
["1SDA075215R1","XT4S 250 TMA 100 500..1000 4p F F UL/CSA",65086,1886.55,"Tmax XT","TR70"]
["1SDA075230R1","XT4H 250 TMA 80 400..800 3p F F UL/CSA  ",57709,1672.72,"Tmax XT","TR70"]
["1SDA075246R1","XT4H 250 TMF 70-700 4p F F UL/CSA       ",75019,2174.46,"Tmax XT","TR70"]
["1SDA075255R1","XT4H 250 TMA 225 1125..2250 4p FF UL/CSA",75019,2174.46,"Tmax XT","TR70"]
["1SDA075275R1","XT4L 250 TMF 30-400 4p F F UL/CSA       ",122775,3558.7,"Tmax XT","TR70"]
["1SDA075291R1","XT4V 250 TMF 25-400 3p F F UL/CSA       ",136606,3959.59,"Tmax XT","TR70"]
["1SDA075306R1","XT4V 250 TMA 225 1125..2250 3p FF UL/CSA",136606,3959.59,"Tmax XT","TR70"]
["1SDA075322R1","XT4V 250 TMA 200 1000..2000 4p FF UL/CSA",177594,5147.6499999999996,"Tmax XT","TR70"]
["1SDA075359R1","XT4N 250 Ekip LS/I In=60A 3p F F UL/CSA ",34332,995.13,"Tmax XT","TR70"]
["1SDA075374R1","XT4S 250 Ekip LS/I In=225A 3p F F UL/CSA",37284,1080.7,"Tmax XT","TR70"]
["1SDA075390R1","XT4L 250 Ekip LS/I In=100A 4p F F UL/CSA",83985,2434.35,"Tmax XT","TR70"]
["1SDA075405R1","XT4H 250 Ekip LS/I In=250A 4p F F UL/CSA",50386,1460.46,"Tmax XT","TR70"]
["1SDA075406R1","XT4V 250 Ekip LS/I In=40A 3p F F UL/CSA ",90452,2621.8,"Tmax XT","TR70"]
["1SDA075421R1","XT4N 250 Ekip LSI In=150A 3p F F UL/CSA ",39140,1134.49,"Tmax XT","TR70"]
["1SDA075436R1","XT4S 250 Ekip LSI In=40A 4p F F UL/CSA  ",54725,1586.23,"Tmax XT","TR70"]
["1SDA075460R1","XT4L 250 Ekip LSI In=40A 4p F F UL/CSA  ",90237,2615.5700000000002,"Tmax XT","TR70"]
["1SDA075466R1","XT4V 250 Ekip LSI In=40A 3p F F UL/CSA  ",95154,2758.09,"Tmax XT","TR70"]
["1SDA075481R1","XT4N 250 Ekip LSIG In=150A 3p F F UL/CSA",47360,1372.75,"Tmax XT","TR70"]
["1SDA075497R1","XT4S 250 Ekip LSIG In=60A 4p F F UL/CSA ",66220,1919.42,"Tmax XT","TR70"]
["1SDA075512R1","XT4H 250 Ekip LSIG In=225A 4p F F UL/CSA",68539,1986.64,"Tmax XT","TR70"]
["1SDA075528R1","XT4V 250 Ekip LSIG In=100A 3p F F UL/CSA",115129,3337.07,"Tmax XT","TR70"]
["1SDA075567R1","XT4H 250 Ekip I In=250A 3p FF MCP-UL/CSA",38756,1123.3599999999999,"Tmax XT","TR70"]
["1SDA075862R1","KIT FC CuAl 4-300 AWG XT4 4pcs UL/CSA   ",11009,319.10000000000002,"Tmax XT","TR70"]
["1SDA076311R1","5 pz mostrina trasparente RC per XT3",2937,85.13,"Servis","TR73"]
["1SDA076333R1","E2S16/F1H1600 PR121LSI In1600 3p W MP OD",750832,21763.25,"Servis","TR73"]
["1SDA076348R1","E2S16/F1H1600 PR121LSI In1600 4p W MP OD",909960,26375.65,"Servis","TR73"]
["1SDA076416R1","Lever, lucid plate XT2",2275,65.94,"Servis","TR73"]
["1SDA076509R1","20 mezze piastre isolanti post. XT2 3p",2218,64.290000000000006,"Servis","TR73"]
["1SDA076528R1","Mostrina trasparente relΦ PR331 di T7",5128,148.63999999999999,"Servis","TR73"]
["1SDA076631R1","E2N20/G2 2000-S1/T PR121LSI 3p W MP OD",938326,27197.86,"Servis","TR73"]
["1SDA076805R1","RF E4.2 WFP Iu=4000 HR < E4S/H/V 4p",342019,9913.59,"Servis","TR73"]
["1SDA078008R1","E4.2S-A 3200 Ekip Dip LI 3p FVR         ",894490,25927.25,"Emax 2","TR70"]
["1SDA079943R1","T8L-S8H 3200 PR331/P LSI 3200 4P F VR",1247631,36163.22,"Servis","TR73"]
["1SDA079991R1","RF AT 1250A 3p W VR ->E2N (FP included)",241709,7006.06,"Servis","TR73"]
["1SDA080083R1","XT4H 250 TMF 225-2250 3p F F UL/CSA     ",57709,1672.72,"Tmax XT","TR70"]
["1SDA080104R1","XT4N 250 TMF 110-1100 3p F F UL/CSA     ",42817,1241.07,"Tmax XT","TR70"]
["1SDA080145R1","XT4S 250 TMF 200-2000 3p F F UL/CSA     ",50059,1450.99,"Tmax XT","TR70"]
["1SDA080218R1","XT4N 250 EKIP E-LSIG In=40A 3p FF UL/CSA",104196,3020.17,"Tmax XT","TR70"]
["1SDA080233R1","XT4S 250 EKIP E-LSIG In=60A 4p FF UL/CSA",145673,4222.41,"Tmax XT","TR70"]
["1SDA080252R1","XT4H 250 EKIP E-LSIG In250A 3p FF UL/CSA",115989,3362,"Tmax XT","TR70"]
["1SDA080270R1","XT4L 250 EKIP E-LSIG In225A 4p FF UL/CSA",240182,6961.8,"Tmax XT","TR70"]
["1SDA080327R1","KIT DIN50022 XT4 4p PLATE DIN           ",1806,52.35,"Tmax XT","TR70"]
["1SDA080761R1","DR E2.2N1600-F1N1600 3p W CD  EkipDipLSI",574062,16639.48,"Servis","TR73"]
["1SDA080837R1","XT1H 160 TMD 25-450 3p F F              ",9344,270.83999999999997,"Tmax XT","TR70"]
["1SDA080884R1","RF 3WN65 2000A 3p WHR->E3H FPincl",515356,14937.86,"Servis","TR73"]
["1SDA080899R1","RF 3WN17 3200A 3p WHR->E4H FPincl",422642,12250.49,"Servis","TR73"]
["1SDA080915R1","RF 3WN13/4 1250-1600A 4p W F->E2S FPincl",362629,10510.99,"Servis","TR73"]
["1SDA081052R1","T5V 400 Ekip E-LSIG In=400A 3p F F      ",215458,6245.16,"Tmax","TR70"]
["1SDA081067R1","T5V 630 Ekip E-LSIG In=630A 3p F F      ",252211,7310.46,"Tmax","TR70"]
["1SDA081091R1","SG.EL.Ekip E-LSIG/COM In=630 3p T5 630  ",104349,3024.61,"Tmax","TR70"]
["1SDA081169R1","Right MID E1.2",14028,406.61,"Servis","TR73"]
["1SDA081191R1","Operating mechanism E2.2 IEC/UL",51445,1491.16,"Servis","TR73"]
["1SDA081192R1","Operating mechanism E4.2 IEC/UL",71775,2080.4299999999998,"Servis","TR73"]
["1SDA081207R1","Closing Spring E2.2 Iu<=2000A 3p",7278,210.96,"Servis","TR73"]
["1SDA081239R1","Conversion kit from F to MP E6.2 4p IEC",66038,1914.14,"Servis","TR73"]
["1SDA081254R1","Sliding contacts support for FP E6.2 4p",18710,542.32000000000005,"Servis","TR73"]
["1SDA081414R1","Fixing screws (50pcs) E1.2 W floor mount",4702,136.29,"Servis","TR73"]
["1SDA081444R1","Calotta acc. E6.2 4p inter. Estraibile",14868,430.96,"Servis","TR73"]
["1SDA081652R1","Kit Cable adapter x trip unit Tmax T4-6 ",18826,545.67999999999995,"Tmax","TR70"]
["1SDA081784R1","E4.2/MT 3200 MP 3p Earth UP             ",370236,10731.48,"Emax 2","TR70"]
["1SDA082031R1","MO5100-70 In=70 3p F F UL/CSA Tmax MMS  ",33284,964.75,"Tmax XT","TR70"]
["1SDA082261R1","RF M40 H1/H2 4000A 3p WVR>E4.2H FP incl",498271,14442.64,"Servis","TR73"]
["1SDA082275R1","RF M20/25 H1/H2 4p WVR->E4.2H FP incl",357420,10360,"Servis","TR73"]
["1SDA082503R1","RF M08…12 N1 4pW VR>E4.2N FP incl",325912,9446.7199999999993,"Servis","TR73"]
["1SDA082518R1","RF E4.2N 32 EkipDipLSI 3p->M16 N1-H1 FHR",446321,12936.84,"Servis","TR73"]
["1SDA082534R1","RF E4.2N 32 EkipDipLSI 4p->M16 N1-H1 FVR",612632,17757.45,"Servis","TR73"]
["1SDA082549R1","RF E4.2H 32 EkipDipLSI 3p->M25 H1-H2 FHR",422884,12257.51,"Servis","TR73"]
["1SDA082565R1","RF E4.2H 32 EkipDipLSI 4p->M32 H1-H2 FVR",599811,17385.830000000002,"Servis","TR73"]
["1SDA082702R1","RF E6.2 FP(VR) < E6H/V 5000 4p/f",705355,20445.07,"Servis","TR73"]
["1SDA082728R1","FP F3S up 2500A 3p W(VR) -> E2.2H 2500A",365286,10588,"Servis","TR73"]
["1SDA082746R1","FP F5SH 5000A 3p W(VR) -> E6.2HV 5000A",896997,25999.91,"Servis","TR73"]
["1SDA082825R1","Kit SHR Inf E4.2 Iu=4000 4pcs INST      ",47785,1385.07,"Emax 2","TR70"]
["1SDA082840R1","Kit SHR Sup E4.2 W FP Iu=3200 3pcs INST ",14804,429.1,"Emax 2","TR70"]
["1SDA082856R1","Kit SHR Sup E6.2 F Iu=5000 3p INST      ",40920,1186.0899999999999,"Emax 2","TR70"]
["1SDA082865R1","Kit SHR Sup E6.2 F Iu=6300 3p INST      ",39972,1158.6099999999999,"Emax 2","TR70"]
["1SDA082889R1","LICENZA ATS MAIN-MAIN OPEN E1.2..E6.2   ",283536,8218.43,"Emax 2","TR70"]
["1SDA083367R1","CS 400-1600A 4P type B                  ",24523,710.81,"Emax 2","TR70"]
["1SDA083658R1","T4V-HA 250 TMA 80-800 3p F F 800V AC    ",93818,2719.36,"Tmax","TR70"]
["1SDA083674R1","T4V-HA250 UL TMA100-1000 3p FF800VAC    ",101644,2946.2,"Tmax","TR70"]
["1SDA085355R1",{"$f":"VLOOKUP(A19372,'[2]ÜRÜN MD'!$A:$C,2,0)","v":"Türkiye pazarı için açık değildir. Yerine 1SDA072976R1MP önerebiliriz."}]
["1SDA100025R1","XT2N 160 Ekip Dip LIG In=10A 4p F F",43681,1266.1199999999999,"Tmax XT","TR70"]
["1SDA100071R1","XT2H 160 Ekip Dip LIG In=25A 3p F F",41418,1200.52,"Tmax XT","TR70"]
["1SDA100106R1","Ekip Touch LSIG In=100A XT2 3p",46578,1350.09,"Tmax XT","TR70"]
["1SDA100122R1","Ekip Hi-Touch LSIG In=100A XT2 3p",78957,2288.61,"Tmax XT","TR70"]
["1SDA100148R1","Ekip Touch LSIG In=100A XT2 4p",58222,1687.59,"Tmax XT","TR70"]
["1SDA100163R1","Ekip Hi-Touch LSIG In=63A XT2 4p",96720,2803.48,"Tmax XT","TR70"]
["1SDA100183R1","XT4N 160 Ekip Dip LIG In=100A 3p F F",36942,1070.78,"Tmax XT","TR70"]
["1SDA100244R1","XT4H 160 Ekip Dip LIG In=160A 3p F F",43403,1258.06,"Tmax XT","TR70"]
["1SDA100280R1","Ekip Touch LSI In=160A XT4 3p",39503,1145.01,"Tmax XT","TR70"]
["1SDA100295R1","Ekip Hi-Touch LSIG In=160A XT4 3p",82361,2387.2800000000002,"Tmax XT","TR70"]
["1SDA100323R1","Ekip Touch LSIG In=250A XT4 4p",60734,1760.41,"Tmax XT","TR70"]
["1SDA100324R1","Ekip Touch Measuring LSI In=100A XT4 4p",52311,1516.26,"Tmax XT","TR70"]
["1SDA100342R1","Ekip Dip LIG In=160A XT4 4p",38412,1113.3900000000001,"Tmax XT","TR70"]
["1SDA100365R1","XT5N 400 MA 400-4000 3p F F",33702,976.87,"Tmax XT","TR70"]
["1SDA100381R1","XT5N 630 Ekip Dip LIG In=630 3p F F",60604,1756.64,"Tmax XT","TR70"]
["1SDA100404R1","XT5N 400 Ekip Dip LSIG In=400 4p F F",66754,1934.9,"Tmax XT","TR70"]
["1SDA100428R1","XT5S 400 Ekip Dip LSI In=400 3p F F",51001,1478.29,"Tmax XT","TR70"]
["1SDA100448R1","XT5S 400 Ekip Dip LIG In=250 3p F F",53343,1546.17,"Tmax XT","TR70"]
["1SDA100475R1","XT5S 630 Ekip Dip LSIG In=630 4p F F",95696,2773.8,"Tmax XT","TR70"]
["1SDA100488R1","XT5H 400 Ekip Dip LS/I In=250 3p F F",47780,1384.93,"Tmax XT","TR70"]
["1SDA100505R1","XT5H 630 Ekip M Dip I In=630A 3p F F",56511,1638,"Tmax XT","TR70"]
["1SDA100522R1","XT5H 630 TMA 500-5000 4p F F InN=50%In",85916,2490.3200000000002,"Tmax XT","TR70"]
["1SDA100540R1","XT5H 630 TMG 500-2500 4p F F In=100%In",87884,2547.36,"Tmax XT","TR70"]
["1SDA100555R1","XT5S 630 BREAKING PART 3p F F",27377,793.54,"Tmax XT","TR70"]
["1SDA100571R1","XT5X 400 BREAKING PART 3p F F",43717,1267.1600000000001,"Tmax XT","TR70"]
["1SDA100586R1","Ekip Dip LSIG In=250 XT5 3p",35967,1042.52,"Tmax XT","TR70"]
["1SDA100601R1","Ekip Touch Measuring LSI In=630 XT5 3p",53471,1549.88,"Tmax XT","TR70"]
["1SDA100617R1","Ekip M Dip I In=320 XT5 3p",20499,594.16999999999996,"Tmax XT","TR70"]
["1SDA100632R1","Ekip G Dip LS/I In=250 3p XT5",23610,684.35,"Tmax XT","TR70"]
["1SDA100651R1","TMA 320-3200 XT5 4p InN=50%In",28411,823.51,"Tmax XT","TR70"]
["1SDA100669R1","Ekip Dip LSIG In=400 XT5 4p",47832,1386.43,"Tmax XT","TR70"]
["1SDA100680R1","Ekip Touch Measuring LSI In=320 XT5 4p",59834,1734.32,"Tmax XT","TR70"]
["1SDA100696R1","TMG 400-2000 XT5 4p In=100%In",29829,864.61,"Tmax XT","TR70"]
["1SDA100714R1","Ekip Dip LIG In=250 XT5 4p",44711,1295.97,"Tmax XT","TR70"]
["1SDA100735R1","XT6N 1000 Ekip Dip LSI In=1000 4p F F",122853,3560.96,"Tmax XT","TR70"]
["1SDA100758R1","XT6S 800 Ekip Dip LSIG In=800 4p F F",104494,3028.81,"Tmax XT","TR70"]
["1SDA100779R1","XT6H 1000 Ekip Dip LSI In=1000 4p F F",135579,3929.83,"Tmax XT","TR70"]
["1SDA100795R1","XT6S 1000 BREAKING PART 4p F F",75698,2194.14,"Tmax XT","TR70"]
["1SDA100810R1","Ekip G Dip LS/I In=800 3p XT6",38858,1126.32,"Tmax XT","TR70"]
["1SDA100825R1","Ekip Dip LIG In=1000 XT6 4p",57061,1653.94,"Tmax XT","TR70"]
["1SDA100844R1","XT7S 1250 Ekip Touch LSIG In1250A 3p F F",122960,3564.06,"Tmax XT","TR70"]
["1SDA100863R1","XT7S 1000 Ekip M Dip I In=1000A 3p F F",96610,2800.29,"Tmax XT","TR70"]
["1SDA100867R1","XT7S 1000 Ekip M Touch LRIU In1000 3p FF",117728,3412.41,"Tmax XT","TR70"]
["1SDA101418R1","XT7S M 800 Ekip G Hi-Touch LSIG 800 3pFF",142205,4121.88,"Tmax XT","TR70"]
["1SDA101917R1","XT7D M 1600 4p F F",186663,5410.52,"Tmax XT","TR70"]
["1SDA101989R1","MIR-P XT5 W/P 400A FP x MIR-H/V XT6",3048,88.35,"Tmax XT","TR70"]
["1SDA104012R1","DR E2.2N2000-M20 N1 2000 3p W EkipDipLSI",575682,16686.43,"Servis","TR73"]
["1SDA104064R1","F1B 1250 3p FHR-E2.2B 1600 EkipDip LSI",365052,10581.22,"Servis","TR73"]
["1SDA104080R1","F3S 3000 3p FVR-E4.2H 3200 EkipDip LSI",935195,27107.1,"Servis","TR73"]
["1SDA104095R1","F1S 1600 4p FHR-E2.2N 1600 EkipDip LSI",442491,12825.83,"Servis","TR73"]
["1SDA104096R1","F1H 1600 4p FHR-E2.2H 1600 EkipDip LSI",454634,13177.8,"Servis","TR73"]
["1SDA104111R1","F5S 5000 4p FHR-E6.2V 5000 EkipDip LSI",1570063,45509.07,"Servis","TR73"]
["1SDA104176R1","F1S/MS 1250 3p FHR-E2.2N/MS 1250",322595,9350.58,"Servis","TR73"]
["1SDA104204R1","F5S/MS 5000 3p FHR-E6.2X/MS 5000",1394782,40428.46,"Servis","TR73"]
["1SDA104206R1","F5S/MS 4000 4p FHR-E4.2H/MS 4000",1552585,45002.46,"Servis","TR73"]
["1SDA104297R1","E1.2N/E9 1250 Ekip Hi-Touch LSIG 3p WMP ",411125,11916.67,"Emax 2","TR70"]
["1SDA104326R1","E2.2S/E9 2000 Ekip Touch LSI 3p FHR 900V",373914,10838.09,"Emax 2","TR70"]
["1SDA104341R1","E2.2S/E9 2000 Ekip Touch LSI 4p FHR 900V",447331,12966.12,"Emax 2","TR70"]
["1SDA104357R1","E2.2H/E9 2500 Ekip Dip LSI 3p FHR 900V  ",455068,13190.38,"Emax 2","TR70"]
["1SDA104372R1","E2.2H/E9 2500 Ekip Dip LSI 4p FHR 900V  ",543959,15766.93,"Emax 2","TR70"]
["1SDA104387R1","E4.2S/E9 3200 Ekip Dip LSI 4p FHR 900V  ",589581,17089.3,"Emax 2","TR70"]
["1SDA104403R1","E4.2H/E9 4000 Ekip Dip LSIG 3p FHR 900V ",850468,24651.25,"Emax 2","TR70"]
["1SDA104418R1","E6.2X/E9 5000 Ekip Dip LSIG 3p FHR 900V ",1540504,44652.29,"Emax 2","TR70"]
["1SDA104434R1","E6.2X/E9 6300 Ekip Tch LSIG 4p FHR 900V ",2619523,75928.2,"Emax 2","TR70"]
["1SDA104449R1","E2.2S/E9 2500 Ekip Tch LSIG 3p WMP 900V ",546213,15832.26,"Emax 2","TR70"]
["1SDA104472R1","E2.2H/E9 2000 Ekip Dip LSI 3p WMP 900V  ",375532,10884.99,"Emax 2","TR70"]
["1SDA104479R1","E2.2H/E9 2500 Ekip Tch LSIG 3p WMP 900V ",587397,17026,"Emax 2","TR70"]
["1SDA104494R1","E2.2H/E9 2500 Ekip Tch LSIG 4p WMP 900V ",684815,19849.71,"Emax 2","TR70"]
["1SDA104509R1","E4.2S/E9 3200 Ekip Tch LSIG 4p WMP 900V ",735832,21328.46,"Emax 2","TR70"]
["1SDA104525R1","E4.2H/E9 4000 EkipHi-Tch LSIG 3pWMP 900V",994282,28819.77,"Emax 2","TR70"]
["1SDA104540R1","E6.2X/E9 5000 EkipHi-Tch LSIG 3pWMP 900V",1757537,50943.1,"Emax 2","TR70"]
["1SDA104556R1","E6.2X/E9 6300 Ekip Touch LSI 4p WMP 900V",2352648,68192.7,"Emax 2","TR70"]
["1SDA104619R1","E6.2H/E9 5000 Ekip Touch LSI 4p FHR 900V",1443152,41830.49,"Emax 2","TR70"]
["1SDA104634R1","E6.2H/E9 6300 Ekip Touch LSI 3p WMP 900V",1425010,41304.639999999999,"Emax 2","TR70"]
["1SDA104667R1","T5X-HA400UL PR221DS-LS/I In300 4p FF800V",92646,2685.39,"Tmax","TR70"]
["1SDA104754R1","KIT FC CuAl 4x70...150mm2 XT6 3pcs",12346,357.86,"Tmax XT","TR70"]
["1SDA104794R1","AUX-C 2Q  400V AC/DC XT5 W",3826,110.9,"Tmax XT","TR70"]
["1SDA104808R1","AUX-C 3Q+1SY 24VDC XT6 W",4998,144.87,"Tmax XT","TR70"]
["1SDA104870R1","KIT for conversion RHE in RHS XT5",2017,58.46,"Tmax XT","TR70"]
["1SDA104929R1","YO-C XT5 W24...60 Vac/dc",4886,141.62,"Tmax XT","TR70"]
["1SDA104963R1","YU-C XT6 W 48...60 Vac/dc",5313,154,"Tmax XT","TR70"]
["1SDA105048R1","HTC form.4 XT7 4p",4608,133.57,"Tmax XT","TR70"]
["1SDA105088R1","RHL XT7 KEY LOCK RONIS EQ. FEL. C 1228",2244,65.040000000000006,"Tmax XT","TR70"]
["1SDA105130R1","SUPP.INTERL. B-D XT7-XT7M F WAL.MONT.",17124,496.35,"Tmax XT","TR70"]
["1SDA105149R1","KLC-A Castell Key lock open XT7",2940,85.22,"Tmax XT","TR70"]
["1SDA105224R1","Datalogger for XT5-XT7",39022,1131.07,"Tmax XT","TR70"]
["1SDA107393R1","Kit Ext NE C+V sensor XT5 Ekip Touch P/W",2363,68.489999999999995,"Tmax XT","TR70"]
["1SDA107471R1","FP G4 3200A WHR 3p -> E4.2H 3200A",535736,15528.58,"Servis","TR73"]
["1SDA107529R1","Ekip Touch LI E1.2..E6.2 Ed.2           ",44924,1302.1400000000001,"Emax 2","TR70"]
["1SDA107533R1","Ekip Hi-Touch LSIG E1.2..E6.2 Ed.2      ",121687,3527.16,"Emax 2","TR70"]
["1SDA107544R1","Measur Enabler with voltage sockets E1.2",40773,1181.83,"Emax 2","TR70"]
["1SDA107580R1","XT6S 800 Ekip Dip LIG In=630 3p F F",75145,2178.12,"Tmax XT","TR70"]
["1SDA112842R1","Rating Plug 250 E1.2..E2.2 ed.2         ",2375,68.84,"Emax 2","TR70"]
["1SDA112881R1","Rating Plug RC R250 E1.2..E2.2 ed.2     ",2375,68.84,"Emax 2","TR70"]
["1SDA113124R1","FCCuAl3x380mm2/750kcm.Inf XT7/M F 4pINST",21609,626.35,"Tmax XT","TR70"]
["1SDA113240R1","DR E2.2N12/MS-NewE1N12/MS 3pW EkipDipLSI",400581,11611.04,"Servis","TR73"]
["1SDA113255R1","DR E2.2S10-NewE2S10 3p W EkipDipLSI",449784,13037.22,"Servis","TR73"]
["1SDA113272R1","DR E2.2N08-NewE1N08 4p W EkipDipLSI",488852,14169.62,"Servis","TR73"]
["1SDA113287R1","DR E2.2N20-NewE2N20 4p W EkipDipLSI",563830,16342.9,"Servis","TR73"]
["1SDA113379R1","DR E4.2N32-New E3N32 3p W EkipDipLSI",618313,17922.12,"Servis","TR73"]
["1SDA113395R1","DR E4.2V20-New E3V16 3p W EkipDipLSI",665841,19299.740000000002,"Servis","TR73"]
["1SDA113420R1","DR E4.2N32-New E3N25 4p W EkipDipLSI",773712,22426.43,"Servis","TR73"]
["1SDA113431R1","DR E4.2V20-New E3H16 4p W EkipDipLSI",773712,22426.43,"Servis","TR73"]
["1SDA113447R1","DR E4.2H32/MS-NewE3S25/MS 4pW EkipDipLSI",765960,22201.74,"Servis","TR73"]
["1SDA113553R1","DR E2.2N12/MS-OldE1N12/MS 3pW EkipDipLSI",400581,11611.04,"Servis","TR73"]
["1SDA113569R1","DR E2.2N12-OldE1N12 4p W EkipDipLSI",488852,14169.62,"Servis","TR73"]
["1SDA113620R1","DR E4.2H32-Old E3S12 3p W EkipDipLSI",665841,19299.740000000002,"Servis","TR73"]
["1SDA113635R1","DR E4.2H32/MS-OldE3S25/MS 3pW EkipDipLSI",659421,19113.650000000001,"Servis","TR73"]
["1SDA113651R1","DR E4.2H32/MS-OldE3S12/MS 4pW EkipDipLSI",765960,22201.74,"Servis","TR73"]
["1SDA113753R1","Q5..10 24-400 V DR Emax(old) --> Emax2",26835,777.83,"Servis","TR73"]
["1SDA113963R1","G2 2000 3p FHR - E2.2N 2000 EKIP DIP LSI",486261,14094.52,"Servis","TR73"]
["1SDA113992R1","FP G2 2000A WVR 3P --> E2.2N 2000A",318354,9227.65,"Servis","TR73"]
["1SDA114007R1","FP G4 3600A WVR 3P --> E4.2H 4000A",761744,22079.54,"Servis","TR73"]
["1SDA114367R1","Arc chamber 1P  E2.2 UL",6371,184.67,"Servis","TR73"]
["1SDA114437R1","DR E2.2N-M25N1 3pWEkipDipLSI low cubicle",655723,19006.46,"Servis","TR73"]
["1SDA114570R1","DR E2.2B/MS1600-F1B/MS1250 4p W OD",661232,19166.14,"Servis","TR73"]
["1SDA114590R1","DR E4.2N/MS3600-F4S/MS3600 4p W OD",1651234,47861.86,"Servis","TR73"]
["1SDA114605R1","DR G2/MS 2000-E2.2N/MS 2000 3p",808148,23424.58,"Servis","TR73"]
["1SDA114649R1","DR G2 S2 2000-E2.2N 2000 3p Ekip Dip LSI",817181,23686.41,"Servis","TR73"]
["1SDA114677R1","DR E2.2B2000-F1B2000 4p W OD  EkipDipLSI",701118,20322.259999999998,"Servis","TR73"]
["1SDA114692R1","DR E2.2H1250-F1H1250 4p W OD  EkipDipLSI",658347,19082.52,"Servis","TR73"]
["1SDA114859R1","DR E4.2H40-NewE4S40 3p W Ekip DIP LSI   ",1110458,32187.19,"Servis","TR73"]
["1SDA114874R1","DR E6.2V40-OldE6V40 3p W Ekip DIP LSI   ",1269853,36807.33,"Servis","TR73"]
["1SDA114907R1","DR E6.2H50-OldE6H50 4p W Ekip DIP LSI   ",1394882,40431.360000000001,"Servis","TR73"]
["1SDA114938R1","DR E4.2V/MS40-OldE4H/MS40 3p W          ",1167936,33853.22,"Servis","TR73"]
["1SEP101861R0001","XR/SR-2/3 Contact ext. for 50mm  4 pole",65247,1891.22,"Switch","TR79"]
["1SEP101892R0012","XLP2-EFM-6BC",25428,737.04,"Switch","TR79"]
["1SEP101919R0001","XLP1-A60/85-A-3BC",15438,447.48,"Switch","TR79"]
["1SEP102209R0001","XR1 Contact ext. for 185mm  4 pole",30930,896.52,"Switch","TR79"]
["1SEP102223R0001","SlimLine cassette 185mm/500mm RAL 7012",69285,2008.26,"Switch","TR79"]
["1SEP204480R1503","XRG00-50/5-3p-MOT-EFM",143019,4145.4799999999996,"Switch","TR79"]
["1SEP204480R3518","XRG00-185/10-3P-ITS2.D",176277,5109.4799999999996,"Switch","TR79"]
["1SEP204481R1600","XRG1-50/5-DC",54570,1581.74,"Switch","TR79"]
["1SEP204481R3600","XRG1-185/10-DC",55662,1613.39,"Switch","TR79"]
["1SEP204482R1701","XRG2-50/5-4P-EFM",150059,4349.54,"Switch","TR79"]
["1SEP204482R3608","XRG2-185/10-DC-EFM-500",100891,2924.38,"Switch","TR79"]
["1SEP204483R3503","XRG3-185/10-3P-MOT-EFM",219609,6365.48,"Switch","TR79"]
["1SEP204483R3606","XRG3-185/10-DC-EFM-110",106568,3088.93,"Switch","TR79"]
["1SEP204486R1702","XRG160BS-50/5-4P-MOT",142519,4130.99,"Switch","TR79"]
["1SEP204487R3502","XRG250BS-185/10-3P-MOT",136111,3945.25,"Switch","TR79"]
["1SEP204488R3700","XRG400BS-185/10-4P",137615,3988.84,"Switch","TR79"]
["1SEP204489R3702","XRG630BS-185/10-4P-MOT",235957,6839.33,"Switch","TR79"]
["1SEP407741R0003","XLP000 Frontframe for 3 XLP000",760,22.03,"Switch","TR79"]
["1SEP407792R0041","XLP00 4P Front Frame f/1 Apparatus",881,25.54,"Switch","TR79"]
["1SEP407955R0011","XLP3 1P Front Frame f/1 Apparatus",1291,37.42,"Switch","TR79"]
["1SEP408508R0001","XR2/3 Auxiliary switch 1NO kit",4501,130.46,"Switch","TR79"]
["1SEP408738R0001","Micro auxiliary switch for XLP000",1313,38.06,"Switch","TR79"]
["1SEP600124R0001","XLP2-4P",24976,723.94,"Switch","TR79"]
["1SEP618708R0001","XLP00-1P Cable Shroud",685,19.86,"Switch","TR79"]
["1SEP619514P0001","ZHBM CT Slide on rear side 600/5A 5,0VA Cl.1",6957,201.65,"Switch","TR79"]
["1SEP619876P0001","ZHBM 00 CT Slide on rear side 150/1A 2,5VA Cl.1",6834,198.09,"Switch","TR79"]
["1SEP619897P0001","ZHBM CT Slide on rear side 250/1A 5,0VA Cl.1",7233,209.65,"Switch","TR79"]
["1SEP619913P0001","ZHBM CT Slide on rear side 300/5A 3,75VA Cl.0,5s",10292,298.32,"Switch","TR79"]
["1SEP620011R3020","ZLBM1-3P-V",10793,312.83999999999997,"Switch","TR79"]
["1SEP620020R1000","ZHBM00-1P-M8",6556,190.03,"Switch","TR79"]
["1SEP620022R3020","ZHBM2-3P-V",13305,385.65,"Switch","TR79"]
["1SEP620103R3000","BZL2000A-3P-M12",77738,2253.2800000000002,"Switch","TR79"]
["1SEP621071R0001","ZLBM123 Term. kit f/parallel Sw.M12",17844,517.22,"Switch","TR79"]
["1SEP622700R0001","ZHBM2-3P-V-ITS2.1",67594,1959.25,"Switch","TR79"]
["1SFA187172R1024","LED BULB BLUE BA9S24LEDL",330,9.57,"Kontrol","TR71"]
["1SFA611125R1003","MUSHROOM PUSHB#MPM2-10Y",624,18.09,"Kontrol","TR71"]
["1SFA611133R1101","DOUBLE PUSHB.#MPD4-11R",546,15.83,"Kontrol","TR71"]
["1SFA611141R1101","DOUBLE PUSHB.#MPD12-11R",655,18.989999999999998,"Kontrol","TR71"]
["1SFA611144R1108","MODULAR DOUBLE PUSHBUTTON#MPD15-11C",655,18.989999999999998,"Kontrol","TR71"]
["1SFA611200R1101","Selector Switch #M2SS1-11R",546,15.83,"Kontrol","TR71"]
["1SFA611201R1101","Selector Switch #M2SS2-11R",574,16.64,"Kontrol","TR71"]
["1SFA611202R1007","SELECTOR SWITCH#M2SS3-10U",574,16.64,"Kontrol","TR71"]
["1SFA611203R1103","SELECTOR SWITCH#M2SS4-11Y",574,16.64,"Kontrol","TR71"]
["1SFA611203R1104","SELECTOR SWITCH#M2SS4-11L",574,16.64,"Kontrol","TR71"]
["1SFA611204R1108","SELECTOR SWITCH#M2SS5-11C",574,16.64,"Kontrol","TR71"]
["1SFA611205R2006","SELECTOR SWITCH#M2SS6-20B",574,16.64,"Kontrol","TR71"]
["1SFA611210R2108","SELECTOR SWITCH#M3SS1-21C",574,16.64,"Kontrol","TR71"]
["1SFA611213R2006","Selector Switch A-B-C #M3SS4-20B",574,16.64,"Kontrol","TR71"]
["1SFA611214R1108","SELECTOR SWITCH#M3SS5-11C",574,16.64,"Kontrol","TR71"]
["1SFA611216R1102","Selector Switch #M3SS7-11G",574,16.64,"Kontrol","TR71"]
["1SFA611220R1006","SELECTOR SWITCH#M2SSV1-10B",655,18.989999999999998,"Kontrol","TR71"]
["1SFA611230R2006","SELECTOR SWITCH#M3SSV1-20B",655,18.989999999999998,"Kontrol","TR71"]
["1SFA611280R1002","Selector Switches B-C All#M2SSK1-102",998,28.93,"Kontrol","TR71"]
["1SFA611281R3002","SELECTOR SWITCH#M2SSK2-302",1090,31.59,"Kontrol","TR71"]
["1SFA611283R3003","SELECTOR SWITCH#M3SSK1-303",1090,31.59,"Kontrol","TR71"]
["1SFA611286R3001","SELECTOR SWITCH#M3SSK4-301",1090,31.59,"Kontrol","TR71"]
["1SFA611605R1121","CONTACT BLOCK#MCBH-12",574,16.64,"Kontrol","TR71"]
["1SFA611621R1034","Modular LED Block#MLBL-03L",546,15.83,"Kontrol","TR71"]
["1SFA611621R1064","Modular LED Block#MLBL-06L",546,15.83,"Kontrol","TR71"]
["1SFA611621R2012","Modular LED Block#MLBL-01BG",546,15.83,"Kontrol","TR71"]
["1SFA611621R2043","Modular LED Block#MLBL-04BY",546,15.83,"Kontrol","TR71"]
["1SFA611621R2075","Modular LED Block#MLBL-07BW",546,15.83,"Kontrol","TR71"]
["1SFA611930R1015","LEGEND PLATE#MA6-1015",889,25.77,"Kontrol","TR71"]
["1SFA611930R1073","LEGEND PLATE#MA6-1073",36.5,1.06,"Kontrol","TR71"]
["1SFA616160R1001","RESET PUSHB.#KPR1-100R",574,16.64,"Kontrol","TR71"]
["1SFA616920R8030","ADAPTOR#KA1-8030",624,18.09,"Kontrol","TR71"]
["1SFA619100R3014","PUSHBUTTON#CP1-30L-10",546,15.83,"Kontrol","TR71"]
["1SFA619100R3051","PUSHBUTTON#CP1-30R-02",624,18.09,"Kontrol","TR71"]
["1SFA619101R1218","Illuminated Push Button Clear",574,16.64,"Kontrol","TR71"]
["1SFA619101R3076","PUSHBUTTON#CP2-30B-11",574,16.64,"Kontrol","TR71"]
["1SFA619102R3025","PUSHBUTTON#CP3-30W-20",655,18.989999999999998,"Kontrol","TR71"]
["1SFA619200R3011","SELE. SWITCH#C2SS1-30R-10",655,18.989999999999998,"Kontrol","TR71"]
["1SFA619202R3026","SELECTOR SWITCH#C2SS3-30B-20",655,18.989999999999998,"Kontrol","TR71"]
["1SFA619212R1071","SS红色 A-B-CR#C33-10R-11",518,15.01,"Kontrol","TR71"]
["1SFA619403R5022","Compact LED Pilot Light (CL2-502G)",486,14.09,"Kontrol","TR71"]
["1SFA619403R5132","Compact LED Pilot Light (CL2-513G)",486,14.09,"Kontrol","TR71"]
["1SFA619403R5422","Compact LED Pilot Light (CL2-542G)",486,14.09,"Kontrol","TR71"]
["1SFA892013R1002",{"$f":"VLOOKUP(A22403,'[2]ÜRÜN MD'!$A:$C,2,0)","v":"PSS serisi obsolete.Yerine PSTX serisinden 1SFA898113R7000 KULLANILABİLİR"}]
["1SFA899001R1150","CURRENT TRAFO#PSCT-150",6921,200.61,"Servis","TR73"]
["1SFA899008R1990","THYRISTOR#PSTP-990/16",85472,2477.4499999999998,"Servis","TR73"]
["1SFA899011R1042","THYRISTOR#PSTM-42/18",8110,235.07,"Servis","TR73"]
["1SFA899017R1000","PSDP-1 DISPLAY",6394,185.33,"Servis","TR73"]
["1SFA899020R7690","PRINTED CIRCUIT BOARD#PSPCB-690/T",19894,576.64,"Servis","TR73"]
["1SFA899030R1002","BAR HOLDER UNIT",5191,150.46,"Servis","TR73"]
["1SFA899201R1200","BYPASS RELAY",16858,488.64,"Servis","TR73"]
["1SFA899215R1040","FAN#PSFA-40",3010,87.25,"Servis","TR73"]
["1SFA899301R1260","BYPASS CONNECTOR",30020,870.14,"Servis","TR73"]
["1SFA899305R1003","END PLATE",6940,201.16,"Servis","TR73"]
["1SFA899311R1501","THYRISTOR#PSTHM-501/18",35833,1038.6400000000001,"Servis","TR73"]
["1SFA899319R1001","PSDKP-1",14003,405.88,"Servis","TR73"]
["1SFL447002R1400","CONTACTOR#AF140-30-00B-14#250-500V",40262,1167.01,"Kontrol","TR71"]
["1SFN074203R1000","Shorting bar#LY140",1958,56.75,"Kontrol","TR71"]
["1SFN084813R1000","Connection bars#BEY190-4",13007,377.01,"Kontrol","TR71"]
["1SFN096100R1001","ADAPTER PLATE#PR750-2",2908,84.29,"Servis","TR73"]
["1SFN154272R1306","Coil module#ZAF116B-13",12173,352.84,"Servis","TR73"]
["1SFN154276R1306","Coil module#ZAF116B-13-RT",12173,352.84,"Servis","TR73"]
["1SFN154310R5606","OPERATING COIL#ZA110#550V 50Hz",2337,67.739999999999995,"Servis","TR73"]
["1SFN154370R6906","OPERATING COIL#ZAF110#48-130V 50/60Hz d.",12865,372.9,"Servis","TR73"]
["1SFN154470R1246","Coil module#ZAF140-40-12",9937,288.02999999999997,"Servis","TR73"]
["1SFN154476R1106","Coil module#ZAF140B-11-RT",18478,535.59,"Servis","TR73"]
["1SFN154672R1206","Coil module#ZAF146B-12",16791,486.7,"Servis","TR73"]
["1SFN154710R5506","OPERATING COIL#ZA185#500V 50Hz",3605,104.49,"Servis","TR73"]
["1SFN154770R6906","OPERATING COIL#ZAF185#48-130V",20057,581.36,"Servis","TR73"]
["1SFN155110R3406","OPERATING COIL#ZA300#175V 50Hz",4837,140.19999999999999,"Servis","TR73"]
["1SFN155110R8406","OPERATING COIL#ZA300#110V 50Hz",4848,140.52000000000001,"Servis","TR73"]
["1SFN155470R1306","Coil module#ZAF370-13",36182,1048.75,"Servis","TR73"]
["1SFN155770R7006","OPERATING COIL#ZAF460#100-250V",22887,663.39,"Servis","TR73"]
["1SFN164223R1114","Electronic module#ZP116B-14-RT",8424,244.17,"Servis","TR73"]
["1SFN164224R1213","Electronic module#ZPT116B-13",5639,163.44999999999999,"Servis","TR73"]
["1SFN164423R1211","Electronic module#ZP140B-11",12319,357.07,"Servis","TR73"]
["1SFN164424R1214","Electronic module#ZPT140B-14",8444,244.75,"Servis","TR73"]
["1SFN164623R1213","Electronic module#ZP146B-13",11191,324.38,"Servis","TR73"]
["1SFN165203R1000","Main contact kit#ZL205",18043,522.99,"Servis","TR73"]
["1SFN165423R1033","Electronic module#ZP265-33",16633,482.12,"Servis","TR73"]
["1SFN165503R9214","Spare Part Cover#AF750",7142,207.01,"Servis","TR73"]
["1SFN165503R9229","Spare Part Cover#GAF1650",10483,303.86,"Servis","TR73"]
["1SFN165503R9248","Spare Part Bottom#AF2050",76216,2209.16,"Servis","TR73"]
["1SFN166024R1011","Electronic module#ZPT370-11",23956,694.38,"Servis","TR73"]
["1SFN166024R1014","Electronic module#ZPT370-14",23956,694.38,"Servis","TR73"]
["1SNA645041R0200","RB122G-115VUC Interface relay R600",3674,106.49,"Kontrol","TR71"]
["1SNA645529R0000","OBROA2000-24VDC Optocoupler R600",4837,140.19999999999999,"Kontrol","TR71"]
["1SVR011718R2500",{"$f":"VLOOKUP(A23060,'[2]ÜRÜN MD'!$A:$C,2,0)","v":"Obsolete, muadili yok"}]
["1SVR011772R2300",{"$f":"VLOOKUP(A23061,'[2]ÜRÜN MD'!$A:$C,2,0)","v":"Obsolete, muadili yok"}]
["1SVR405600R1011","CR-P024DC1LC42V Interface relay, cpl.",1227,35.57,"Kontrol","TR71"]
["1SVR405606R1010","CR-P024DC2GLC42V Interface relay, cpl.",1321,38.29,"Kontrol","TR71"]
["1SVR405611R3100","CR-M230AC2L Pluggable interface relay",655,18.989999999999998,"Kontrol","TR71"]
["1SVR405611R9100","CR-M220DC2L Pluggable interface relay",687,19.91,"Kontrol","TR71"]
["1SVR405612R6100","CR-M048DC3L Pluggable interface relay",600,17.39,"Kontrol","TR71"]
["1SVR405613R1011","CR-M024DC4LS42V Interface relay, cpl.",1389,40.26,"Kontrol","TR71"]
["1SVR405613R8000","CR-M110DC4 Pluggable interface relay",582,16.87,"Kontrol","TR71"]
["1SVR405618R3111","CR-M230AC4LGSS Interface relay, cpl.",2005,58.12,"Kontrol","TR71"]
["1SVR405621R3100","CR-U230AC2L Pluggable interface relay",862,24.99,"Kontrol","TR71"]
["1SVR405622R6100","CR-U048DC3L Pluggable interface relay",857,24.84,"Kontrol","TR71"]
["1SVR405655R1000","CR-P/M 62CV Pluggable module",392,11.36,"Kontrol","TR71"]
["1SVR405665R0100","CR-U 91C Pluggable module",386,11.19,"Kontrol","TR71"]
["1SVR430005R0100","COV.01 Sealable cover",621,18,"Kontrol","TR71"]
["1SVR440723R0300",{"$f":"VLOOKUP(A23275,'[2]ÜRÜN MD'!$A:$C,2,0)","v":"Lojik röleler obsolete oldu. Yerine PLC kullanılabilir."}]
["1SVR450117R1100","CM-CT 300/1 Current transformer",2904,84.17,"Kontrol","TR71"]
["1SVR550826R9100","CM-PFE.2 Phase sequence monitoring relay",6039,175.04,"Kontrol","TR71"]
["1SVR730885R4300","CM-MPS.23S Three-phase monitoring relay",13076,379.01,"Kontrol","TR71"]
["1SVR740740R9200","CM-TCS.22P Temperature monitoring relay",11431,331.33,"Kontrol","TR71"]
["1SVR740884R3300","CM-MPS.41P Three-phase monitoring relay",10868,315.01,"Kontrol","TR71"]
["2CCA180560R0001","ZLS971300MM UNIVERSAL ADAPTER",807.6,23.41,null,"TR72"]
["2CCA182524R0001","ZMS932 Adapter",1357,39.33,null,"TR72"]
["2CCA183108R0001","ZLS905E28-3L Start Package TP",8091,234.52,null,"TR72"]
["2CCA183124R0001","ZLS905E44-3L Start Package TP",11589,335.91,null,"TR72"]
["2CCA183139R0001","ZLS905E58-3LN Start Package TP",16367,474.41,null,"TR72"]
["2CCA183154R0001","ZLS905E74-3L Start Package TP",18113,525.01,null,"TR72"]
["2CCA183170R0001","ZLS905E28-3LLALB Start Package TP",9062,262.67,null,"TR72"]
["2CCA183185R0001","ZLS905E42-3LNLALB Start Package TP",13971,404.96,null,"TR72"]
["2CCA183201R0001","ZLS905E58-3LNLALB Start Package TP",18383,532.84,null,"TR72"]
["2CCA183216R0001","ZLS905E74-3LLALB Start Package TP",20689,599.67999999999995,null,"TR72"]
["2CCA183399R0001","ZLS929UL PE-terminal 35mm2 UL",1184,34.32,null,"TR72"]
["2CCA183630R0001","ZLS928 ZLS928 Additional socket TP 8er",465.20000000000005,13.48,null,"TR72"]
["2CCA703005R0001","E211-16-20 Switch",1060,30.72,null,"TR75"]
["2CCA703060R0001","E218-16-22 Control switch",2065,59.86,null,"TR75"]
["2CCA703168R0001","E217-16-10E220 Illum.push.butt.yellow",1551,44.96,null,"TR75"]
["2CCA703258R0001","E217-16-01E220 Illum.push.butt.yellow",1551,44.96,null,"TR75"]
["2CCA703424R0001","E219-G48 Indicat.Lights.blue",882.5,25.58,null,"TR75"]
["2CCA863005R0841","DS803S-D125/0.3 A High Performance RCBO",57457,1665.42,null,"TR75"]
["2CCA880133R0001","CMS-201DR Sensor 25mm 80A DIN-Rail",7930,229.86,null,"TR75"]
["2CCA880134R0001","CMS-202DR Sensor 25mm 40A DIN-Rail",7930,229.86,null,"TR75"]
["2CCA893005R0845","DS803N-B125/0.3 A High Performance RCBO",46474,1347.07,null,"TR75"]
["2CCB864004R0845","DS804SB125/.03AP-R High Performance RCBO",64906,1881.33,null,"TR75"]
["2CCC862006R0845","DS802S-B125/1AS High Performance RCBO",49344,1430.26,null,"TR75"]
["2CCE160301R0131","E463/3SL On-off switch",4750,137.68,null,"TR75"]
["2CCF019005R0001","S801HV-K6 High Performance MCB",21622,626.72,null,"TR72"]
["2CCF019020R0001","S802HV-K8 High Performance MCB",41839,1212.72,null,"TR72"]
["2CCF019035R0001","S803HV-K10 High Performance MCB",60742,1760.64,null,"TR72"]
["2CCF019596R0001","S802PV-SP5 High Performance MCB",15167,439.62,null,"TR72"]
["2CCF019611R0001","S803PV-SP13 High Performance MCB",22659,656.78,null,"TR72"]
["2CCF019639R0001","S803PV-SD125 Switch disconnector",33504,971.13,null,"TR72"]
["2CCF201165R0001","SK40002-R Signal contact with Plug in contact",1967,57.01,null,"TR72"]
["2CCF212100M0042","ZLSP1250E42 Busbar",3132,90.78,null,"TR72"]
["2CCF212100M0074","ZLSP1250E74 Busbar",5385,156.09,null,"TR72"]
["2CCF212100M0104","ZLSP1250E104 Busbar",7458,216.17,null,"TR72"]
["2CCF212211A0001","ZLSP950E52-3L Start Package TP",22901,663.8,null,"TR72"]
["2CCF212233A0001","ZLSP950E96-3L Start Package TP",41858,1213.28,null,"TR72"]
["2CCF212300A0001","ZLSP950E30-3LN Start Package TP",15770,457.1,null,"TR72"]
["2CCF212316A0001","ZLSP950E62-3LN Start Package TP",32142,931.65,null,"TR72"]
["2CCF212331A0001","ZLSP950E92-3LN Start Package TP",47446,1375.25,null,"TR72"]
["2CCF212405A0001","ZLSP950E40-3LNLALB Start Package TP",22485,651.74,null,"TR72"]
["2CCF212421A0001","ZLSP950E72-3LNLALB Start Package TP",40094,1162.1400000000001,null,"TR72"]
["2CCF212436A0001","ZLSP950E1023LNLALB Start Package TP",56546,1639.01,null,"TR72"]
["2CCF544230E0630","F404A-S63/0.3 Residual Current Device",25170,729.57,null,"TR72"]
["2CCF800168R0001","ZLS201E28 BUSBAR",855.80000000000007,24.81,null,"TR72"]
["2CCF800183R0001","ZLS201E58 BUSBAR",1713,49.65,null,"TR72"]
["2CCF800199R0001","ZLS201E90 BUSBAR",2618,75.88,null,"TR72"]
["2CCF800223R0001","ZLS203E18 AUXILIARY BUSBAR",350.70000000000005,10.17,null,"TR72"]
["2CCF800240R0001","ZLS203E52 AUXILIARY BUSBAR",855.80000000000007,24.81,null,"TR72"]
["2CCF800253R0001","ZLS203E78 AUXILIARY BUSBAR",1254,36.35,null,"TR72"]
["2CCF800268R0001","ZLS203E108 AUXILIARY BUSBAR",1713,49.65,null,"TR72"]
["2CCF800293R0001","ZLS201E41 BUSBAR",1254,36.35,null,"TR72"]
["2CCF800308R0001","ZLS201E71 BUSBAR",2102,60.93,null,"TR72"]
["2CCF800323R0001","ZLS201E101 BUSBAR",2952,85.57,null,"TR72"]
["2CCF800348R0001","ZLS203E33 AUXILIARY BUSBAR",587,17.010000000000002,null,"TR72"]
["2CCF800363R0001","ZLS203E63 AUXILIARY BUSBAR",1034,29.97,null,"TR72"]
["2CCF800378R0001","ZLS203E93 AUXILIARY BUSBAR",1497,43.39,null,"TR72"]
["2CCG001220R0001","S803P-B80",11247,326,null,"TR72"]
["2CCG001247R0001","S804P-D80",17722,513.67999999999995,null,"TR72"]
["2CCG001248R0001","S804P-D100",17722,513.67999999999995,null,"TR72"]
["2CCG001265R0001","S801P-K80-R",5868,170.09,null,"TR72"]
["2CCG001277R0001","S804P-K80-R",21879,634.16999999999996,null,"TR72"]
["2CCG001293R0001","S804P-K100-R",21879,634.16999999999996,null,"TR72"]
["2CCG001308R0001","S804P-D125-R",27171,787.57,null,"TR72"]
["2CCL562110E0324","FS401E-C32/0.03 RCBO",12249,355.04,null,"TR72"]
["2CCL562111E1064","FS401E-C6/0.03",8861,256.83999999999997,null,"TR72"]
["2CCL562310E1205","FS401MK-B20/0.03",13288,385.16,null,"TR72"]
["2CCL563010E0204","FS402MK-C20/0.03 RCBO",15492,449.04,null,"TR72"]
["2CCL563120E0324","FS403M-C32/0.1 RCBO",24099,698.52,null,"TR72"]
["2CCL564310E0064","FS403MK-C6/0.03 RCBO",26806,776.99,null,"TR72"]
["2CCP842001R1109","S802PV-S10 High Performance MCB",15167,439.62,null,"TR72"]
["2CCS248358R0001","S804U-UCZ20 High Performance MCB",61009,1768.38,null,"TR72"]
["2CCS471001R0134","S451M-C13 Miniature Circuit Breaker",1967,57.01,null,"TR72"]
["2CCS500900R0101","SK40011-L Signal contact with LA, LB",2102,60.93,null,"TR72"]
["2CCS551103R8254","S401E-C25NP MINIATURE CIRCUIT BREAKER",4695,136.09,null,"TR72"]
["2CCS561001R1024","S401M-UCC2 Miniature Circuit Breaker",5155,149.41999999999999,null,"TR72"]
["2CCS571001R0024","S401M-C2 Miniature Circuit Breaker",3154,91.42,null,"TR72"]
["2CCS571001R0157","S401M-K0.5 Miniature Circuit Breaker",3647,105.71,null,"TR72"]
["2CCS571001R0324","S401M-C32 Miniature Circuit Breaker",2537,73.540000000000006,null,"TR72"]
["2CCS571001R0517","S401M-K25 Miniature Circuit Breaker",3082,89.33,null,"TR72"]
["2CCS571001R1084","S401M-UCC8 Miniature Circuit Breaker",4728,137.04,null,"TR72"]
["2CCS571001R1408","S401M-UCZ40 Miniature Circuit Breaker",6192,179.48,null,"TR72"]
["2CCS571103R8131","S401M-D13NP Miniature Circuit Breaker",5459,158.22999999999999,null,"TR72"]
["2CCS571103R8254","S401M-C25NP Miniature Circuit Breaker",5519,159.97,null,"TR72"]
["2CCS571103R8501","S401M-D50NP Miniature Circuit Breaker",11684,338.67,null,"TR72"]
["2CCS572001R0061","S402M-D6 Miniature Circuit Breaker",7283,211.1,null,"TR72"]
["2CCS572001R0165","S402M-B16 Miniature Circuit Breaker",4135,119.86,null,"TR72"]
["2CCS572001R0377","S402M-K6 Miniature Circuit Breaker",7332,212.52,null,"TR72"]
["2CCS572001R0597","S402M-K63 Miniature Circuit Breaker",13042,378.03,null,"TR72"]
["2CCS572001R1108","S402M-UCZ10 Miniature Circuit Breaker",12885,373.48,null,"TR72"]
["2CCS572001R1634","S402M-UCC63 Miniature Circuit Breaker",15983,463.28,null,"TR72"]
["2CCS573001R0131","S403M-D13 Miniature Circuit Breaker",8837,256.14,null,"TR72"]
["2CCS573001R0277","S403M-K2 Miniature Circuit Breaker",11906,345.1,null,"TR72"]
["2CCS573001R0504","S403M-C50 Miniature Circuit Breaker",15064,436.64,null,"TR72"]
["2CCS573103R8064","S403M-C6NP Miniature Circuit Breaker",12983,376.32,null,"TR72"]
["2CCS573103R8131","S403M-D13NP Miniature Circuit Breaker",13227,383.39,null,"TR72"]
["2CCS573103R8404","S403M-C40NP Miniature Circuit Breaker",15394,446.2,null,"TR72"]
["2CCS573103R8631","S403M-D63NP Miniature Circuit Breaker",20746,601.33000000000004,null,"TR72"]
["2CCS573103R8634","S403M-C63NP Miniature Circuit Breaker",20629,597.94000000000005,null,"TR72"]
["2CCS800900R0181","S800-CT2125 Cage terminal 2pcs.",667.4,19.34,null,"TR72"]
["2CCS802901R0539","S802S-SCL32-SR Self-resetting current limiter",27627,800.78,null,"TR72"]
["2CCS811001R0504","S801B-C50 High Performance MCB",2515,72.900000000000006,null,"TR72"]
["2CCS812001R0501","S802B-D50 High Performance MCB",7774,225.33,null,"TR72"]
["2CCS813001R0405","S803B-B40 High Performance MCB",8013,232.26,null,"TR72"]
["2CCS814001R0401","S804B-D40 High Performance MCB",12966,375.83,null,"TR72"]
["2CCS814001R0844",{"$f":"VLOOKUP(A24913,'[2]ÜRÜN MD'!$A:$C,2,0)","v":"yeni kod 2CCG001237R0001"}]
["2CCS861001R0165","S801S-B16 High Performance MCB",5861,169.88,null,"TR72"]
["2CCS861001R0517","S801S-K25 High Performance MCB",6457,187.16,null,"TR72"]
["2CCS861001R1105","S801S-UCB10 High Performance MCB",7621,220.9,null,"TR72"]
["2CCS861001R1597","S801S-UCK63 High Performance MCB",9334,270.55,null,"TR72"]
["2CCS861002R0101","S801S-D10-R High Performance MCB",6847,198.46,null,"TR72"]
["2CCS861002R0321","S801S-D32-R High Performance MCB",6847,198.46,null,"TR72"]
["2CCS861002R0557","S801S-K40-R High Performance MCB",7223,209.36,null,"TR72"]
["2CCS861002R1467","S801S-UCK16-R High Performance MCB",8376,242.78,null,"TR72"]
["2CCS862001R0064","S802S-C6 High Performance MCB",13755,398.7,null,"TR72"]
["2CCS862001R0201","S802S-D20 High Performance MCB",14090,408.41,null,"TR72"]
["2CCS862001R0467","S802S-K16 High Performance MCB",13141,380.9,null,"TR72"]
["2CCS862001R1205","S802S-UCB20 High Performance MCB",15320,444.06,null,"TR72"]
["2CCS862001R1635","S802S-UCB63 High Performance MCB",17107,495.86,null,"TR72"]
["2CCS862002R0165","S802S-B16-R High Performance MCB",12013,348.2,null,"TR72"]
["2CCS862002R0325","S802S-B32-R High Performance MCB",12013,348.2,null,"TR72"]
["2CCS862002R0577","S802S-K50-R High Performance MCB",14681,425.54,null,"TR72"]
["2CCS862002R1505","S802S-UCB50-R High Performance MCB",17107,495.86,null,"TR72"]
["2CCS862017R0205","S802U-Z20 High Performance MCB",15456,448,null,"TR72"]
["2CCS862017R0637","S802U-K100 High Performance MCB",26099,756.49,null,"TR72"]
["2CCS863001R0105","S803S-B10 High Performance MCB",17238,499.65,null,"TR72"]
["2CCS863001R0325","S803S-B32 High Performance MCB",17238,499.65,null,"TR72"]
["2CCS863001R0537","S803S-K32 High Performance MCB",19157,555.28,null,"TR72"]
["2CCS863001R1255","S803S-UCB25 High Performance MCB",22804,660.99,null,"TR72"]
["2CCS863001R1637","S803S-UCK100 High Performance MCB",35878,1039.94,null,"TR72"]
["2CCS863002R0134","S803S-C13-R High Performance MCB",17238,499.65,null,"TR72"]
["2CCS863002R0405","S803S-B40-R High Performance MCB",19287,559.04,null,"TR72"]
["2CCS863002R0556","S803S-KM40-R High Performance MCB",20309,588.66999999999996,null,"TR72"]
["2CCS863002R1325","S803S-UCB32-R High Performance MCB",22804,660.99,null,"TR72"]
["2CCS863002R1647","S803S-UCK125-R High Performance MCB",38563,1117.77,null,"TR72"]
["2CCS863017R0557","S803U-K40 High Performance MCB",24433,708.2,null,"TR72"]
["2CCS864001R0067","S804S-K6 High Performance MCB",27977,810.93,null,"TR72"]
["2CCS864001R0205","S804S-B20 High Performance MCB",23119,670.12,null,"TR72"]
["2CCS864001R0251","S804S-D25 High Performance MCB",27303,791.39,null,"TR72"]
["2CCS864001R0504","S804S-C50 High Performance MCB",25859,749.54,null,"TR72"]
["2CCS864001R1325","S804S-UCB32 High Performance MCB",30583,886.46,null,"TR72"]
["2CCS864001R1647","S804S-UCK125 High Performance MCB",51887,1503.97,null,"TR72"]
["2CCS864002R0321","S804S-D32-R High Performance MCB",27303,791.39,null,"TR72"]
["2CCS864002R0404","S804S-C40-R High Performance MCB",25859,749.54,null,"TR72"]
["2CCS864002R0631","S804S-D63-R High Performance MCB",30507,884.26,null,"TR72"]
["2CCS864002R1517","S804S-UCK25-R High Performance MCB",33461,969.88,null,"TR72"]
["2CCS864017R0305","S804U-Z30 High Performance MCB",31788,921.39,null,"TR72"]
["2CCS864017R0707","S804U-K70 High Performance MCB",38395,1112.9000000000001,null,"TR72"]
["2CCS881001R0205","S801C-B20 High Performance MCB",3715,107.68,null,"TR72"]
["2CCS881001R0504","S801C-C50 High Performance MCB",3841,111.33,null,"TR72"]
["2CCS881017R0405","S801U-Z40 High Performance MCB",7555,218.99,null,"TR72"]
["2CCS881017R0825","S801U-Z100 High Performance MCB",11717,339.62,null,"TR72"]
["2CCS882001R0251","S802C-D25 High Performance MCB",8719,252.72,null,"TR72"]
["2CCS882001R0517","S802C-K25 High Performance MCB",8224,238.38,null,"TR72"]
["2CCS883001R0131","S803C-D13 High Performance MCB",12788,370.67,null,"TR72"]
["2CCS883001R0427","S803C-K10 High Performance MCB",11604,336.35,null,"TR72"]
["2CCS883001R0824",{"$f":"VLOOKUP(A25678,'[2]ÜRÜN MD'!$A:$C,2,0)","v":"Obsolete, muadil olarak S800P serisinden ürün seçebilirsiniz."}]
["2CCS884001R0255","S804C-B25 High Performance MCB",14660,424.93,null,"TR72"]
["2CCS884001R0537","S804C-K32 High Performance MCB",15848,459.36,null,"TR72"]
["2CCS891001R0131","S801N-D13 High Performance MCB",5326,154.38,null,"TR72"]
["2CCS891001R0401","S801N-D40 High Performance MCB",5959,172.72,null,"TR72"]
["2CCS892001R0104","S802N-C10 High Performance MCB",9477,274.7,null,"TR72"]
["2CCS892001R0324","S802N-C32 High Performance MCB",9477,274.7,null,"TR72"]
["2CCS893001R0084","S803N-C8 High Performance MCB",15320,444.06,null,"TR72"]
["2CCS893001R0255","S803N-B25 High Performance MCB",13418,388.93,null,"TR72"]
["2CCS894001R0064","S804N-C6 High Performance MCB",20157,584.26,null,"TR72"]
["2CCS894001R0105","S804N-B10 High Performance MCB",18308,530.66999999999996,null,"TR72"]
["2CCS894001R0634","S804N-C63 High Performance MCB",20483,593.71,null,"TR72"]
["2CDD281101R0050","SD201/50 Switch Disconnector",1050,30.43,null,"TR75"]
["2CDE010003R0511","E232E-8/230N Staircase time switch",6122,177.45,null,"TR75"]
["2CDE160010R0901","E452-5,7A  RELEASE RELAY",2255,65.36,null,"TR75"]
["2CDE282001R0063","Isolator E202/63r",2464,71.42,null,"TR75"]
["2CDE284001R0125","Isolator E204/125r",8910,258.26,null,"TR75"]
["2CDE601101R2012","EPD24-TB-101-12A Protection Device",12672,367.3,null,"TR75"]
["2CDL010007R1603","PS 1/3/16 Limitor TNC Busbar",413.5,11.99,null,"TR72"]
["2CDL040204R1640","Busbar PS4/40/16-DDA204T",6847,198.46,null,"TR72"]
["2CDL140001R1060","Busbar PSH 4/60",4232,122.67,null,"TR72"]
["2CDL200000R2515","AST25/15Q Connecting terminal",281,8.14,null,"TR72"]
["2CDL200002R0006","ILS-IS labelling system",1012,29.33,null,"TR72"]
["2CDL200011R0011","End cap END1.1",54.5,1.58,null,"TR72"]
["2CDL210001R1004","Busbar PS1/4",173.1,5.0199999999999996,null,"TR72"]
["2CDL210001R3019","Busbar PS 1/19/30",764.30000000000007,22.15,null,"TR72"]
["2CDL220001R1020","PS2/20 Busbar",1125,32.61,null,"TR72"]
["2CDL230001R1015","Busbar PS3/15",963.2,27.92,null,"TR72"]
["2CDL230002R1010","PS3/10 FI  Busbar",1357,39.33,null,"TR72"]
["2CDL231002R1012","PS3/12 FI  Busbar",828.9,24.03,null,"TR72"]
["2CDL240213R1658","PS 4/58/16N A Busbar",6411,185.83,null,"TR72"]
["2CDS200932R0011","G2C-S/H6 L+R KL",3824,110.84,null,"TR72"]
["2CDS211103R0134","SH201-C 13 NA MiniCircuitBreaker",866.5,25.12,null,"TR72"]
["2CDS212001R0135","SH202-B 13 MiniCircuitBreaker",1098,31.83,null,"TR72"]
["2CDS213103R0105","SH203-B 10 NA MiniCircuitBreaker",2255,65.36,null,"TR72"]
["2CDS213103R0635","SH203-B63NA MiniCircuitBreaker",4157,120.49,null,"TR72"]
["2CDS214001R0325","SH204-B 32 MiniCircuitBreaker",2973,86.17,null,"TR72"]
["2CDS231001R0204","SH 201 T-C 20",264.20000000000005,7.66,null,"TR72"]
["2CDS231103R0164","SH 201 T-C 16 NA",759.1,22,null,"TR72"]
["2CDS232001R0135","SH202T-B 13 MiniCircuitBreaker",1034,29.97,null,"TR72"]
["2CDS233001R0105","SH 203 T-B 10",1050,30.43,null,"TR72"]
["2CDS233103R0084","SH203T-C 8 NA MiniCircuitBreaker",1772,51.36,null,"TR72"]
["2CDS234001R0065","SH204T-B 6 MiniCircuitBreaker",2412,69.91,null,"TR72"]
["2CDS234001R0405","SH204T-B 40 MiniCircuitBreaker",2544,73.739999999999995,null,"TR72"]
["2CDS242001R0134","SH202L-C 13 MiniCircuitBreaker",1066,30.9,null,"TR72"]
["2CDS244001R0084","SH204L-C 8 MiniCircuitBreaker",3764,109.1,null,"TR72"]
["2CDS251001R0061","S201-D 6   Mini Circuit Breaker",818.1,23.71,null,"TR72"]
["2CDS251001R0257","S201-K 1,6   Mini Circuit Breaker",985,28.55,null,"TR72"]
["2CDS251001R0427","S201-K 10   Mini Circuit Breaker",828.9,24.03,null,"TR72"]
["2CDS251001R0558","S201-Z 40   Mini Circuit Breaker",1179,34.17,null,"TR72"]
["2CDS251002R0105","S201S-B10 Miniature Circuit Breaker",726.7,21.06,null,"TR72"]
["2CDS251103R0061","S201-D 6 NA   Mini Circuit Breaker",1626,47.13,null,"TR72"]
["2CDS251103R0201","S201-D20 NA   Mini Circuit Breaker",1384,40.119999999999997,null,"TR72"]
["2CDS251103R0324","S201-C 32 NA   Mini Circuit Breaker",1034,29.97,null,"TR72"]
["2CDS251103R0468","S201-Z 16 NA   Mini Circuit Breaker",1842,53.39,null,"TR72"]
["2CDS251103R0631","S201-D63 NA   Mini Circuit Breaker",2544,73.739999999999995,null,"TR72"]
["2CDS251281R0045","S2011C-B4",2224,64.459999999999994,null,"TR72"]
["2CDS252001R0011","S202-D 1    Mini Circuit Breaker",2025,58.7,null,"TR72"]
["2CDS252001R0205","S202-B 20   Mini Circuit Breaker",1147,33.25,null,"TR72"]
["2CDS252001R0357","Miniature crcuit breaker S202-K5",2597,75.28,null,"TR72"]
["2CDS252001R0377","S202-K 6   Mini Circuit Breaker",2295,66.52,null,"TR72"]
["2CDS252001R0505","S202-B 50   Mini Circuit Breaker",1922,55.71,null,"TR72"]
["2CDS252001R0805","S202-B80 MCB",6509,188.67,null,"TR72"]
["2CDS252280R0135","S202C-B13",1793,51.97,null,"TR72"]
["2CDS253001R0061","S203-D 6   Mini Circuit Breaker",3154,91.42,null,"TR72"]
["2CDS253001R0277","S203-K 2   Mini Circuit Breaker",3774,109.39,null,"TR72"]
["2CDS253001R0447","S203-K 13   Mini Circuit Breaker",3209,93.01,null,"TR72"]
["2CDS253001R0578","S203-Z 50   Mini Circuit Breaker",6035,174.93,null,"TR72"]
["2CDS253002R0135","S203S-B13 Miniature Circuit Breaker",2810,81.45,null,"TR72"]
["2CDS253103R0158","S203-Z 0,5 NA   Mini Circuit Breaker",5642,163.54,null,"TR72"]
["2CDS253103R0201","S203-D20 NA   Mini Circuit Breaker",3387,98.17,null,"TR72"]
["2CDS253103R0325","S203-B 32 NA   Mini Circuit Breaker",2662,77.16,null,"TR72"]
["2CDS253103R0487","S203-K 20 NA   Mini Circuit Breaker",4087,118.46,null,"TR72"]
["2CDS253103R0634","S203-C 63 NA   Mini Circuit Breaker",4181,121.19,null,"TR72"]
["2CDS253280R0065","S203C-B6",2721,78.87,null,"TR72"]
["2CDS254001R0061","S204-D 6   Mini Circuit Breaker",4539,131.57,null,"TR72"]
["2CDS254001R0218","S204-Z 1   Mini Circuit Breaker",6384,185.04,null,"TR72"]
["2CDS254001R0401","S204-D40   Mini Circuit Breaker",4909,142.29,null,"TR72"]
["2CDS254001R0537","S204-K 32   Mini Circuit Breaker",5155,149.41999999999999,null,"TR72"]
["2CDS254280R0024","S204C-C2",4723,136.9,null,"TR72"]
["2CDS254280R0325","S204C-B32",4723,136.9,null,"TR72"]
["2CDS271001R0135","S201M-B 13   Mini Circuit Breaker",667.4,19.34,null,"TR72"]
["2CDS271001R0401","S201M-D 40   Miniature Circuit Breaker",1223,35.450000000000003,null,"TR72"]
["2CDS271001R0557","S201M-K 40   Miniature Circuit Breaker",1465,42.46,null,"TR72"]
["2CDS271006R0034","S201MT-C3 MiniatureCircuitBreaker",2025,58.7,null,"TR72"]
["2CDS271006R0254","S201MT-C25 MiniatureCircuitBreaker",1626,47.13,null,"TR72"]
["2CDS271006R0504","S201MT-C50 MiniatureCircuitBreaker",2025,58.7,null,"TR72"]
["2CDS271061R0158","S201M-Z0,5UC Miniature Circuit Breaker",3834,111.13,null,"TR72"]
["2CDS271061R0338","S201M-Z4UC Miniature Circuit Breaker",3373,97.77,null,"TR72"]
["2CDS271061R0488","S201M-Z20UC Miniature Circuit Breaker",3132,90.78,null,"TR72"]
["2CDS271061R0588","S201M-Z60UC Miniature Circuit Breaker",4784,138.66999999999999,null,"TR72"]
["2CDS271065R0134","S201MT-C13UC MCB",3552,102.96,null,"TR72"]
["2CDS271065R0278","S201MT-Z2UC MCB",6133,177.77,null,"TR72"]
["2CDS271065R0338","S201MT-Z4UC MCB",4907,142.22999999999999,null,"TR72"]
["2CDS271065R0537","S201MT-K32UC MCB",4539,131.57,null,"TR72"]
["2CDS271065R0984","S201MT-C0,5UC MCB",4989,144.61000000000001,null,"TR72"]
["2CDS271103R0104","S201M-C 10 NA   Mini Circuit Breaker",1357,39.33,null,"TR72"]
["2CDS271103R0254","S201M-C 25 NA   Mini Circuit Breaker",1357,39.33,null,"TR72"]
["2CDS271103R0401","S201M-D 40 NA   Miniature Circuit Breake",2618,75.88,null,"TR72"]
["2CDS271103R0517","S201M-K 25 NA   Miniature Circuit Breake",2458,71.25,null,"TR72"]
["2CDS271103R0518","S201M-Z 25 NA   Miniature Circuit Breake",2715,78.7,null,"TR72"]
["2CDS271103R0984","S201M-C 0,5 NA   Mini Circuit Breaker",1713,49.65,null,"TR72"]
["2CDS271106R0317","S201MT-K3NA MiniatureCircuitBreaker",5155,149.41999999999999,null,"TR72"]
["2CDS271106R0607","S201MT-K63NA MiniatureCircuitBreaker",7259,210.41,null,"TR72"]
["2CDS271337R0154","SU201M-C15 Miniature Circuit Breaker",4444,128.81,null,"TR72"]
["2CDS271337R0358","SU201M-Z5 Miniature Circuit Breaker",6000,173.91,null,"TR72"]
["2CDS271337R0448","SU201M-Z13 Miniature Circuit Breaker",4989,144.61000000000001,null,"TR72"]
["2CDS271337R0557","SU201M-K40 Miniature Circuit Breaker",6029,174.75,null,"TR72"]
["2CDS271517R0317","S201UDC-K3 Miniature Circuit Breaker",5258,152.41,null,"TR72"]
["2CDS271517R0587","S201UDC-K60 Miniature Circuit Breaker",8231,238.58,null,"TR72"]
["2CDS272001R0158","S202M-Z 0,5   Miniature Circuit Breaker",3985,115.51,null,"TR72"]
["2CDS272001R0321","S202M-D 32   Miniature Circuit Breaker",2677,77.59,null,"TR72"]
["2CDS272001R0487","S202M-K 20   Miniature Circuit Breaker",2860,82.9,null,"TR72"]
["2CDS272001R0971","S202M-D 1,6   Miniature Circuit Breaker",2810,81.45,null,"TR72"]
["2CDS272006R0204","S202MT-C20 MiniatureCircuitBreaker",3437,99.62,null,"TR72"]
["2CDS272006R0504","S202MT-C50 MiniatureCircuitBreaker",4456,129.16,null,"TR72"]
["2CDS272061R0158","S202M-Z0,5UC MiniatureCircuitBreaker",7643,221.54,null,"TR72"]
["2CDS272061R0357","S202M-K5UC MiniatureCircuitBreaker",6219,180.26,null,"TR72"]
["2CDS272061R0487","S202M-K20UC MiniatureCircuitBreaker",5799,168.09,null,"TR72"]
["2CDS272061R0587","S202M-K60UC MiniatureCircuitBreaker",8861,256.83999999999997,null,"TR72"]
["2CDS272065R0134","S202MT-C13UC MCB",8060,233.62,null,"TR72"]
["2CDS272065R0277","S202MT-K2UC MCB",13030,377.68,null,"TR72"]
["2CDS272065R0408","S202MT-Z8UC MCB",11227,325.42,null,"TR72"]
["2CDS272065R0537","S202MT-K32UC MCB",10415,301.88,null,"TR72"]
["2CDS272065R0984","S202MT-C0,5UC MCB",11447,331.8,null,"TR72"]
["2CDS272280R0205","S202CM-B20",2688,77.91,null,"TR72"]
["2CDS272337R0154","SU202M-C15 Miniature Circuit Breaker",9377,271.8,null,"TR72"]
["2CDS272337R0324","SU202M-C32 Miniature Circuit Breaker",11719,339.68,null,"TR72"]
["2CDS272337R0457","SU202M-K15 Miniature Circuit Breaker",10611,307.57,null,"TR72"]
["2CDS272337R0557","SU202M-K40 Miniature Circuit Breaker",13799,399.97,null,"TR72"]
["2CDS272517R0317","S202UDC-K3 Miniature Circuit Breaker",12013,348.2,null,"TR72"]
["2CDS272517R0607","S202UDC-K63 Miniature Circuit Breaker",18774,544.16999999999996,null,"TR72"]
["2CDS273001R0201","S203M-D 20   Miniature Circuit Breaker",3485,101.01,null,"TR72"]
["2CDS273001R0401","S203M-D 40   Miniature Circuit Breaker",4444,128.81,null,"TR72"]
["2CDS273001R0558","S203M-Z 40   Miniature Circuit Breaker",5921,171.62,null,"TR72"]
["2CDS273006R0044","S203MT-C4 MiniatureCircuitBreaker",5347,154.99,null,"TR72"]
["2CDS273006R0257","S203MT-K1,6 MiniatureCircuitBreaker",8665,251.16,null,"TR72"]
["2CDS273006R0505","S203MT-B50 MiniatureCircuitBreaker",7700,223.19,null,"TR72"]
["2CDS273061R0064","S203M-C6UC MiniatureCircuitBreaker",11508,333.57,null,"TR72"]
["2CDS273061R0065","S203M-B6UC MiniatureCircuitBreaker",10238,296.75,null,"TR72"]
["2CDS273061R0324","S203M-C32UC MiniatureCircuitBreaker",11508,333.57,null,"TR72"]
["2CDS273061R0358","S203M-Z5UC MiniatureCircuitBreaker",14131,409.59,null,"TR72"]
["2CDS273061R0488","S203M-Z20UC MiniatureCircuitBreaker",12324,357.22,null,"TR72"]
["2CDS273061R0587","S203M-K60UC MiniatureCircuitBreaker",19610,568.41,null,"TR72"]
["2CDS273065R0104","S203MT-C10UC MCB",12305,356.67,null,"TR72"]
["2CDS273065R0255","S203MT-B25UC MCB",12305,356.67,null,"TR72"]
["2CDS273065R0404","S203MT-C40UC MCB",16009,464.03,null,"TR72"]
["2CDS273065R0518","S203MT-Z25UC MCB",17019,493.3,null,"TR72"]
["2CDS273065R0634","S203MT-C63UC MCB",22341,647.57000000000005,null,"TR72"]
["2CDS273103R0084","S203M-C8NA Mini Circuit Breaker",3783,109.65,null,"TR72"]
["2CDS273103R0217","S203 M-K1 Mini Circuit Breaker + NA",7223,209.36,null,"TR72"]
["2CDS273103R0338","S203M-Z4NA Mini Circuit Breaker",7586,219.88,null,"TR72"]
["2CDS273103R0467","S203 M-K16 Mini Circuit Breaker + NA",5777,167.45,null,"TR72"]
["2CDS273103R0635","S203M-B 63 NA   Mini Circuit Breaker",6253,181.25,null,"TR72"]
["2CDS273106R0217","S203MT-K1NA MiniatureCircuitBreaker",12063,349.65,null,"TR72"]
["2CDS273106R0517","S203MT-K25NA MiniatureCircuitBreaker",12063,349.65,null,"TR72"]
["2CDS273337R0087","SU203M-K0,2 Miniature Circuit Breaker",19327,560.20000000000005,null,"TR72"]
["2CDS273337R0304","SU203M-C30 Miniature Circuit Breaker",17818,516.46,null,"TR72"]
["2CDS273337R0447","SU203M-K13 Miniature Circuit Breaker",16113,467.04,null,"TR72"]
["2CDS273337R0547","SU203M-K35 Miniature Circuit Breaker",20942,607.01,null,"TR72"]
["2CDS274001R0031","S204M-D 3 Miniature Circuit Breaker",5332,154.55000000000001,null,"TR72"]
["2CDS274001R0201","S204M-D 20   Miniature Circuit Breaker",4539,131.57,null,"TR72"]
["2CDS274001R0377","S204M-K 6  Miniature Circuit Breaker",6397,185.42,null,"TR72"]
["2CDS274001R0517","S204M-K 25   Miniature Circuit Breaker",5416,156.99,null,"TR72"]
["2CDS274001R0577","S204M-K 50   Miniature Circuit Breaker",9221,267.27999999999997,null,"TR72"]
["2CDS274006R0277","S204MT-K2 MiniatureCircuitBreaker",11550,334.78,null,"TR72"]
["2CDS274006R0557","S204MT-K40 MiniatureCircuitBreaker",10028,290.67,null,"TR72"]
["2CDS274061R0105","S204M-B10UC MiniatureCircuitBreaker",13167,381.65,null,"TR72"]
["2CDS274061R0258","S204M-Z1,6UC MiniatureCircuitBreaker",20292,588.16999999999996,null,"TR72"]
["2CDS274061R0407","S204M-K8UC MiniatureCircuitBreaker",18793,544.72,null,"TR72"]
["2CDS274061R0528","S204M-Z30UC MiniatureCircuitBreaker",20292,588.16999999999996,null,"TR72"]
["2CDS274061R0974","S204M-C1,6UC MiniatureCircuitBreaker",20759,601.71,null,"TR72"]
["2CDS274065R0157","S204MT-K0,5UC MCB",28296,820.17,null,"TR72"]
["2CDS274065R0318","S204MT-Z3UC MCB",30560,885.8,null,"TR72"]
["2CDS274065R0447","S204MT-K13UC MCB",19904,576.92999999999995,null,"TR72"]
["2CDS274065R0548","S204MT-Z35UC MCB",24423,707.91,null,"TR72"]
["2CDS274065R0587","S204MT-K60UC MCB",33911,982.93,null,"TR72"]
["2CDS274337R0204","SU204M-C20 Miniature Circuit Breaker",23551,682.64,null,"TR72"]
["2CDS274337R0217","SU204M-K1 Miniature Circuit Breaker",27776,805.1,null,"TR72"]
["2CDS274337R0358","SU204M-Z5 Miniature Circuit Breaker",29904,866.78,null,"TR72"]
["2CDS274337R0488","SU204M-Z20 Miniature Circuit Breaker",28664,830.84,null,"TR72"]
["2CDS274337R0604","SU204M-C60 Miniature Circuit Breaker",34801,1008.72,null,"TR72"]
["2CDS381001R0101","S301P-D10",2170,62.9,null,"TR72"]
["2CDS381001R0255","S301P-B25",1518,44,null,"TR72"]
["2CDS381001R0407","S301P-K8",3070,88.99,null,"TR72"]
["2CDS381001R0557","S301P-K40",3329,96.49,null,"TR72"]
["2CDS381103R0031","S301P-D3NA",4319,125.19,null,"TR72"]
["2CDS381103R0134","S301P-C13NA",2448,70.959999999999994,null,"TR72"]
["2CDS381103R0257","S301P-K1,6NA",5174,149.97,null,"TR72"]
["2CDS381103R0404","S301P-C40NA",3117,90.35,null,"TR72"]
["2CDS381103R0518","S301P-Z25NA",4870,141.16,null,"TR72"]
["2CDS382001R0011","S302P-D1",5506,159.59,null,"TR72"]
["2CDS382001R0135","S302P-B13",3087,89.48,null,"TR72"]
["2CDS382001R0278","S302P-Z2",6939,201.13,null,"TR72"]
["2CDS382001R0467","S302P-K16",5303,153.71,null,"TR72"]
["2CDS382001R0608","S302P-Z63",9968,288.93,null,"TR72"]
["2CDS383001R0087","S303P-K0,2",9924,287.64999999999998,null,"TR72"]
["2CDS383001R0218","S303P-Z1",11037,319.91000000000003,null,"TR72"]
["2CDS383001R0401","S303P-D40",8481,245.83,null,"TR72"]
["2CDS383001R0537","S303P-K32",8900,257.97000000000003,null,"TR72"]
["2CDS383103R0014","S303P-C1NA",10033,290.81,null,"TR72"]
["2CDS383103R0105","S303P-B10NA",8435,244.49,null,"TR72"]
["2CDS383103R0251","S303P-D25NA",12059,349.54,null,"TR72"]
["2CDS383103R0378","S303P-Z6NA",18939,548.96,null,"TR72"]
["2CDS383103R0517","S303P-K25NA",14432,418.32,null,"TR72"]
["2CDS383103R0981","S303P-D0,5NA",15052,436.29,null,"TR72"]
["2CDS384001R0134","S304P-C13",6410,185.8,null,"TR72"]
["2CDS384001R0278","S304P-Z2",15076,436.99,null,"TR72"]
["2CDS384001R0447","S304P-K13",11499,333.3,null,"TR72"]
["2CDS384001R0608","S304P-Z63",23631,684.96,null,"TR72"]
["2CDV271006R0204","S201MT-C20H10 MiniatureCircuitBreaker",2544,73.739999999999995,null,"TR72"]
["2CMA100155R1000","B21312-100",20964,607.65,null,"TR75"]
["2CMA100853R1000","BW440WTPSN",2336,67.709999999999994,"Switch","TR79"]
["2CMA142413R1000","KSE425TPSN",3392,98.32,"Switch","TR79"]
["2CMA142428R1000","BWS625YTPN",4603,133.41999999999999,"Switch","TR79"]
["2CMA142446R1000","BW440YTPN",2325,67.39,"Switch","TR79"]
["2CMA144587R1000","KSE263DP",8614,249.68,"Switch","TR79"]
["2CMA144588R1000","KSE3125TPN",17724,513.74,"Switch","TR79"]
["2CMA170525R1000","A43312-100",73982,2144.41,null,"TR75"]
["2CMA193511R1000",{"$f":"VLOOKUP(A28938,'[2]ÜRÜN MD'!$A:$C,2,0)","v":"Ürün gamı iptal. Alternatif ürün yok"}]
["2CSB202001R4250","DDA202AC-25/0,5",4378,126.9,null,"TR75"]
["2CSB202101R3400","DDA202A-40/0,3",6547,189.77,null,"TR75"]
["2CSB202592R1250","DDA202BAPR-25/0,03",71910,2084.35,null,"TR75"]
["2CSB203101R3250","DDA203A-25/0,3",7610,220.58,null,"TR75"]
["2CSB203101R4630","DDA203A-63/0,5",9514,275.77,null,"TR75"]
["2CSB203701R3630","DDA203A-63/0,3AE",16139,467.8,null,"TR75"]
["2CSB204101R1250","DDA204A-25/0,03",9033,261.83,null,"TR75"]
["2CSB204199R1630","DDA204A-63/0,03110V",12413,359.8,null,"TR75"]
["2CSB204701R4630","DDA204A-63/0,5AE",18910,548.12,null,"TR75"]
["2CSB802401R1630","DDA802A-63/0,03AP-R",14915,432.32,null,"TR75"]
["2CSB804001R1630","DDA804AC-63/0,03",17356,503.07,null,"TR75"]
["2CSF200991R0005","F2C-ARH-T",22439,650.41,null,"TR75"]
["2CSF202001R3630","F202AC-63/0,3",4557,132.09,null,"TR75"]
["2CSF202006R2250","FH202AC-25/0,1",2662,77.16,null,"TR75"]
["2CSF202101R3400","F202A-40/0,3",4945,143.33000000000001,null,"TR75"]
["2CSF202201R2400","F202AS-40/0,1",8521,246.99,null,"TR75"]
["2CSF202325R1400","F202F-40/0,03",11091,321.48,null,"TR75"]
["2CSF204001R4400","F204AC-40/0,5",4504,130.55000000000001,null,"TR75"]
["2CSF204005R2250","F204AC-25/0,1",4890,141.74,null,"TR75"]
["2CSF204006R2250","FH204AC-25/0,1",3290,95.36,null,"TR75"]
["2CSF204023R3800","F204AC-80/0,3",8224,238.38,null,"TR75"]
["2CSF204101R2900","F204A-100/0,1",23870,691.88,null,"TR75"]
["2CSF204101U1400","F204A-40/0,03",6907,200.2,null,"TR75"]
["2CSF204123R3900","F204A-100/0,3",18367,532.38,null,"TR75"]
["2CSF204201R2630","F204AS-63/0,1",14032,406.72,null,"TR75"]
["2CSF204501R1630","F204B-63/0,03",124048,3595.59,null,"TR75"]
["2CSF502110R1400","F40240A30 RESIDUAL CURRENT DEVICE",10958,317.62,null,"TR72"]
["2CSF602061R1630","6kA, AC, 30mA, 2P, 63A",1972,57.16,null,"TR75"]
["2CSG112021R5011","SCL-A1-5/72",336.1,9.74,null,"TR75"]
["2CSG112180R4001","VLM-1-250/72",3312,96,null,"TR75"]
["2CSG112359R5011","SCL-A1-1500/72",336.1,9.74,null,"TR75"]
["2CSG113107R5011","SCL-A1-30/96",281,8.14,null,"TR75"]
["2CSG113220R4001","VLM-1-500/96",3552,102.96,null,"TR75"]
["2CSG113419R5011","SCL-A1-5000/96",281,8.14,null,"TR75"]
["2CSG122179R5011","SCL-A5-80/72",336.1,9.74,null,"TR75"]
["2CSG122409R5011","SCL-A5-4000/72",270,7.83,null,"TR75"]
["2CSG123179R5011","SCL-A5-80/96",281,8.14,null,"TR75"]
["2CSG123189R5011","SCL-A5-100/96",281,8.14,null,"TR75"]
["2CSG123419R5011","SCL-A5-5000/96",281,8.14,null,"TR75"]
["2CSG213605R4011","VLMDP",10238,296.75,null,"TR75"]
["2CSG225765R1101","CTPROXT60",2353,68.2,null,"TR75"]
["2CSG233189R5011","SCL-A2-100/96",281,8.14,null,"TR75"]
["2CSG312020R4001","AMT1-A1-1/72",3552,102.96,null,"TR75"]
["2CSG313070R4001","AMT1-A1-25/96",3437,99.62,null,"TR75"]
["2CSG421150R1101","CT6/400",6294,182.43,null,"TR75"]
["2CSG500000R5041","COP-96",4258,123.42,null,"TR75"]
["2CSG631220R1101","CT8-V/1500",9748,282.55,null,"TR75"]
["2CSG813310R4001","FRZ-90/96",12063,349.65,null,"TR75"]
["2CSL910011R1056","BS91/56NA",2715,78.7,null,"TR72"]
["2CSM081402R0811","TS8/12SWTRASF.12V",2920,84.64,null,"TR75"]
["2CSM100160R1121","Shunt60mVc.c.400A",5744,166.49,null,"TR75"]
["2CSM110179R1041","SCL1SCALA80AA1",212.29999999999998,6.15,null,"TR75"]
["2CSM111000R0201",{"$f":"VLOOKUP(A29734,'[2]ÜRÜN MD'!$A:$C,2,0)","v":"obsolete, yerine 2TAZ312000R2011"}]
["2CSM200893R1801","E91N/32",710.30000000000007,20.59,null,"TR75"]
["2CSM204383R0801","TM-I2000/115-230P",77505,2246.52,null,"TR75"]
["2CSM204683R0801","TM-S250/24-48P",14944,433.16,null,"TR75"]
["2CSM207163R0801","TM-S100/12-24P",10139,293.88,null,"TR75"]
["2CSM214000R0721","M1175-FLPRESASCHUKO[FL]",1152,33.39,null,"TR75"]
["2CSM236843R0801","TM-C320/12-24",13740,398.26,null,"TR75"]
["2CSM251483R1801","E93N/32S",3774,109.39,null,"TR75"]
["2CSM257043R1801","E9F22GG20",374.8,10.86,null,"TR75"]
["2CSM257603R1801","E9F14GG20",235.29999999999998,6.82,null,"TR75"]
["2CSM258653R1801","E9F8AM10",118.3,3.43,null,"TR75"]
["2CSM260113R0801","TM-S250/12-24P",14944,433.16,null,"TR75"]
["2CSM277313R1801","E9F14AM12",235.29999999999998,6.82,null,"TR75"]
["2CSM292853R0801","TM-C2000/12-24",70390,2040.29,null,"TR75"]
["2CSM310030R1001","AMT1AMP.ANAL.SC.5A",4909,142.29,null,"TR75"]
["2CSM808000R1500","ISL-MOT1000",55766,1616.41,null,"TR75"]
["2CSR252001R1324","DS202AC-C32/0,03",7063,204.72,null,"TR75"]
["2CSR252101R1404","DS202A-C40/0,03",9556,276.99,null,"TR75"]
["2CSR252140R1164","DS202C C16 A30","yeni kod 2CSR752140R1164",null,"Din Rail","TR75"]
["2CSR252140R3164","DS202C C16 A300","yeni kod 2CSR752140R3164",null,"Din Rail","TR75"]
["2CSR253001R1135","DS203AC-B13/0,03",7283,211.1,null,"TR75"]
["2CSR253101R1065","DS203A-B6/0,03",10128,293.57,null,"TR75"]
["2CSR253101R1254","DS203A-C25/0,03",10322,299.19,null,"TR75"]
["2CSR254001R1254","DS204AC-C25/0,03",13239,383.74,null,"TR75"]
["2CSR254001R1255","DS204AC-B25/0,03",8639,250.41,null,"TR75"]
["2CSR254101R1134","DS204A-C13/0,03",12119,351.28,null,"TR75"]
["2CSR254101R1405","DS204A-B40/0,03",12926,374.67,null,"TR75"]
["2CSR255051R1205","DSE201B20AC30",7700,223.19,null,"TR75"]
["2CSR255053R1324","DSE201C32AC30",7199,208.67,null,"TR75"]
["2CSR255080R1405","DS201 B40 AC30",7332,212.52,null,"TR75"]
["2CSR255080R2404","DS201 C40 AC100",6573,190.52,null,"TR75"]
["2CSR255151R1104","DSE201C10A30",8861,256.83999999999997,null,"TR75"]
["2CSR255153R1204","DSE201C20A30",8861,256.83999999999997,null,"TR75"]
["2CSR255180R1017","DS201 K1 A30",11330,328.41,null,"TR75"]
["2CSR255180R1257","DS201 K25 A30",9978,289.22000000000003,null,"TR75"]
["2CSR255180R1407","DS201 K40 A30",10776,312.35000000000002,null,"TR75"]
["2CSR255180R2404","DS201 C40 A100",8861,256.83999999999997,null,"TR75"]
["2CSR255180R3135","DS201 B13 A300",8959,259.68,null,"TR75"]
["2CSR255180R3405","DS201 B40 A300",9688,280.81,null,"TR75"]
["2CSR255480R1204","DS201 C20 APR30",9978,289.22000000000003,null,"TR75"]
["2CSR255480R3204","DS201 C20 APR300",9850,285.51,null,"TR75"]
["2CSR256040R2065","DS203NCB6AC100",12040,348.99,null,"TR75"]
["2CSR256040R3084","DS203NCC8AC300",10945,317.25,null,"TR75"]
["2CSR256140R1104","DS203NCC10A30",15354,445.04,null,"TR75"]
["2CSR256140R1324","DS203NCC32A30",15354,445.04,null,"TR75"]
["2CSR256140R2255","DS203NCB25A100",16620,481.74,null,"TR75"]
["2CSR256240R2164","DS203NCC16AS100",20819,603.45000000000005,null,"TR75"]
["2CSR256440R1134","DS203NCC13APR30",22943,665.01,null,"TR75"]
["2CSR256440R3104","DS203NCC10APR300",22556,653.79999999999995,null,"TR75"]
["2CSR272001R1205","DS202MAC-B20/0,03",6445,186.81,null,"TR75"]
["2CSR272101R1635","DS202MA-B63/0,03",12249,355.04,null,"TR75"]
["2CSR272140R1205","DS202C M B20 A30","yeni kod 2CSR772140R1205",null,"Din Rail","TR75"]
["2CSR272140R3204","DS202C M C20 A300","yeni kod 2CSR772140R3204",null,"Din Rail","TR75"]
["2CSR272198R1134",{"$error":"#N/A"},"yeni kod 2CSR772198R1134",null,"Din Rail","TR75"]
["2CSR272199R1404",{"$error":"#N/A"},"yeni kod 2CSR772199R1404",null,"Din Rail","TR75"]
["2CSR272440R1405",{"$error":"#N/A"},"yeni kod 2CSR772440R1405",null,"Din Rail","TR75"]
["2CSR273001R1164","DS203MAC-C16/0,03",7752,224.7,null,"TR75"]
["2CSR273101R1065","DS203MA-B6/0,03",10426,302.2,null,"TR75"]
["2CSR273101R1164","DS203MA-C16/0,03",10651,308.72000000000003,null,"TR75"]
["2CSR274001R1255","DS204MAC-B25/0,03",9062,262.67,null,"TR75"]
["2CSR274101R1164","DS204MA-C16/0,03",12549,363.74,null,"TR75"]
["2CSR275040R1165",{"$f":"VLOOKUP(A30652,'[2]ÜRÜN MD'!$A:$C,2,0)","v":"yeni kod 2CSR275080R1165"}]
["2CSR275051R0404","DSE201MC40AC10",11925,345.65,null,"TR75"]
["2CSR275051R0405","DSE201MB40AC10",12768,370.09,null,"TR75"]
["2CSR275051R1404","DSE201MC40AC30",10384,300.99,null,"TR75"]
["2CSR275051R3204","DSE201MC20AC300",10184,295.19,null,"TR75"]
["2CSR275080R1255","DS201 M B25 AC30",8801,255.1,null,"TR75"]
["2CSR275080R2254","DS201 M C25 AC100",7891,228.72,null,"TR75"]
["2CSR275080R3254","DS201 M C25 AC300",7891,228.72,null,"TR75"]
["2CSR275151R0254","DSE201MC25A10",14766,428,null,"TR75"]
["2CSR275151R1205","DSE201MB20A30",13227,383.39,null,"TR75"]
["2CSR275151R2504","DSE201MC50A100",13896,402.78,null,"TR75"]
["2CSR275180R1065","DS201 M B6 A30",12847,372.38,null,"TR75"]
["2CSR275180R2064","DS201 M C6 A100",11508,333.57,null,"TR75"]
["2CSR275180R3065","DS201 M B6 A300",12589,364.9,null,"TR75"]
["2CSR275180U1104","DS201 M C10 A30",10814,313.45,null,"TR75"]
["2CSR275189R1324","DS201 M C32 A30 110V",11684,338.67,null,"TR75"]
["2CSR275480R2164","DS201 M C16 APR100",12797,370.93,null,"TR75"]
["2CSR275580R1104","DS201 M C10 F30",15261,442.35,null,"TR75"]
["2CSR752140R1104","DS202CR C10 A30",10814,313.44927536231882,"Din Rail","TR75"]
["2CSR752140R3065","DS202CR B6 A300",12589,364.89855072463769,"Din Rail","TR75"]
["2CSR752140R3405","DS202CR B40 A300",13726,397.85507246376812,"Din Rail","TR75"]
["2CSR772140R1254","DS202CR M C25 A30",14034,406.78260869565219,"Din Rail","TR75"]
["2CSR772140R3205","DS202CR M B20 A300",15121,438.28985507246375,"Din Rail","TR75"]
["2CSR772198R1135","DS202CR M B13 A30 50/60",16989,492.43478260869563,"Din Rail","TR75"]
["2CSR772440R1064","DS202CR M C6 APR30",18229,528.37681159420288,"Din Rail","TR75"]
["2CSR772440R1405","DS202CR M B40 APR30",19859,575.62318840579712,"Din Rail","TR75"]
["2CSS200911R0010","S2C-UA230DC",6977,202.23,null,"TR72"]
["2CSS245101R0404","SN201LC40",1788,51.83,null,"TR72"]
["2CSS255101R0251","SN201D25",1772,51.36,null,"TR72"]
["2CSS275101R0164","SN201MC16",1566,45.39,null,"TR72"]
["2CTB802341R2400","OVR T2 40-320 P U",9674,280.41000000000003,null,"TR72"]
["2CTB802345R0000","OVR T2 3L 15-150 P U",44170,1280.29,null,"TR72"]
["2CTB802348R2700","OVR T2 15-320 C U",4811,139.44999999999999,null,"TR72"]
["2CTB803873R1700","OVR T2 N3 20-440 P QS",27776,805.1,null,"TR72"]
["2CTB803883R2500","OVR T2 3L 40-350 P TS QS",14795,428.84,null,"TR72"]
["2CTB804153R2900",{"$f":"VLOOKUP(A31172,'[2]ÜRÜN MD'!$A:$C,2,0)","v":"obsolete "}]
["2CTB815704R0800","OVR T2 3N 40-275s P TS QS",44378,1286.32,null,"TR72"]
["2CTB815708R1000","OVR T2 N3 80-275s P TS QS",50996,1478.14,null,"TR72"]
["2CTB815708R5700","OVR T2 N 80-440s C QS",6416,185.97,null,"TR72"]
["2CTB815710R4000","OVR T1-T2 4L 12.5-440s P TS QS",65841,1908.43,null,"TR72"]
["2GCA295411A0045","PMOD F5 V400 Q12,5",36221,1049.8800000000001,"LVNQ","TR73"]
["2GCA295412A0045","PMOD F5 V400 Q6,25",36512,1058.32,"LVNQ","TR73"]
["2GCA500051A0045","KONDANSATÖR DESTEK 1 ADET",861,24.96,"LVNQ","TR73"]
["2TAZ311000R2043","E297-16-11/24 Installation relay",3082,89.33,null,"TR75"]
["2TAZ322000R2032","E290-32-20/48 Latching relay",5836,169.16,null,"TR75"]
["2TAZ322000R2052","E290-32-20/12 Latching relay",5836,169.16,null,"TR75"]
["2TLA020051R0000",{"$f":"VLOOKUP(A31325,'[2]ÜRÜN MD'!$A:$C,2,0)","v":"yeni kod 2TLA020051R5100"}]
["2TLA020074R9000","AS-i Cable Yellow 30VDC EPDM",302,8.75,"Safety","TR71"]
["2TLA022315R3300","M12-CTURAX-O1B, Transf. Urax-Orion1B",1374,39.83,"Safety","TR71"]
["2TLA050200R0030","LineStrong1, 2NC/2NO, M20",11235,325.64999999999998,"Safety","TR71"]
["7TCA085400R0005","LIGHTNING BARRIER FOR 300MA_TWISTED",10398,301.39,null,"TR70"]
["7TCA085400R0032","SPD FOR 30V LSA-PLUS SIGNAL LINES",5813,168.49,null,"TR70"]
["7TCA085400R0066","ATEX (LED) SLIM LINE SPD FOR",14750,427.54,null,"TR70"]
["7TCA085400R0088","PROTECTOR FOR 4 SIGNAL PAIRS,110V",37611,1090.17,null,"TR70"]
["7TCA085400R0122","CABLE TELEVISION PROTECTOR",12721,368.72,null,"TR70"]
["7TCA085400R0157","PCB TELEPHONE PROTECTOR 145V (RING)",9290,269.27999999999997,null,"TR70"]
["7TCA085400R0195","PROTECTOR FOR TWISTED PAIR PHONE",13187,382.23,null,"TR70"]
["7TCA085400R0288","OVR 06D",11124,322.43,null,"TR70"]
["7TCA085400R0314","OVR RTDQ",44121,1278.8699999999999,null,"TR70"]
["7TCA085400R0329","OVR SL110/3W",14951,433.36,null,"TR70"]
["7TCA085400R0350","OVR 15E",13605,394.35,null,"TR70"]
["7TCA085400R0366","OVR SL06L",14951,433.36,null,"TR70"]
["7TCA085400R0386","OVR SL15X",14951,433.36,null,"TR70"]
["7TCA085400R0403","OVR SL30XL/M",11486,332.93,null,"TR70"]
["7TCA085410R0003","32 HOLE COMBINED MOUNTING KIT",11065,320.72000000000003,null,"TR70"]
["7TCA085410R0046","OVR CME32",11848,343.42,null,"TR70"]
["7TCA085450R0007","RF LIGHTNING BARRIER 20V WITH",22341,647.57000000000005,null,"TR70"]
["7TCA085450R0046","BULKHEAD RF MOUNTING PLATE",5557,161.07,null,"TR70"]
["7TCA085460R0058","SLIM LINE SPD WITH LED INDICATION",13971,404.96,null,"TR70"]
["7TCA085460R0078","THREE PHASE PROTECTOR, 208V",84437,2447.4499999999998,null,"TR70"]
["7TCA085460R0103","TYPE I 12.5KA 10/350 LIGHTNING SPD",50405,1461.01,null,"TR70"]
["7TCA085460R0137","3PH PROTECTOR WITH REMOTE DISP",88150,2555.0700000000002,null,"TR70"]
["7TCA085460R0171","ESP ISDN/RJ45-8/8",19520,565.79999999999995,null,"TR70"]
["7TCA085460R0346","ESPD1R/LCD/415",28865,836.67,null,"TR72"]
["GHS2001946R0005","BS 1/40  designation lables",257.5,7.46,null,"TR72"]
["GHV 240849R0034","Cable conn. supply module",26896,779.59,"Switch","TR79"]
["GHV0360504R0005","CONNECTION SET SZ - SM 3",557.6,16.16,null,"TR72"]
["GHV0360874R0032","SZ-PSB 54N  BUS BAR",2803,81.25,null,"TR72"]
["GHV0360875R0018","SZ-KS 9/30N  BUS BAR",1109,32.14,null,"TR72"]
["GHV0360876R0011","Neutral terminal SZ-N 6/3 C",310.20000000000005,8.99,null,"TR72"]
["GHV0360876R0012","Neutral terminal SZ-N 11/3 C",405.40000000000003,11.75,null,"TR72"]
["GHV0360876R0014","Neutral terminal SZ-PE 6/3 C",310.20000000000005,8.99,null,"TR72"]
["GHV0360876R0015","Neutral terminal SZ-PE 11/3 C",405.40000000000003,11.75,null,"TR72"]
["GHV0361325R0001","PSB-END3  END CAP",79.3,2.2999999999999998,null,"TR72"]
["GHV0361325R0002","End Cap PSB-END4",79.3,2.2999999999999998,null,"TR72"]
["GHV0361425R0001","SZ-DB 121  FLEX. CONNECTOR",54.5,1.58,null,"TR72"]
["GHV0361425R0006","SZ-DB 123  FLEX. CONNRCTOR",54.5,1.58,null,"TR72"]
["GHV0361425R0031","SZ-DB122N  FLEX. CONNECTOR",90.8,2.63,null,"TR72"]
["GHV0361425R0032","SZ-DB231N  FLEX. CONNECTOR",67.599999999999994,1.96,null,"TR72"]
["GHV0361425R0033","SZ-DB232N  FLEX. CONNECTOR",124.39999999999999,3.61,null,"TR72"]
["GHV0361425R0034","SZ-DB311  FLEX. CONNECTOR",138.79999999999998,4.0199999999999996,null,"TR72"]
["GHV0361425R0035","SZ-DB124N  FLEX. CONNECTOR",102.5,2.97,null,"TR72"]
["GHV0361425R0036","SZ-DB235  FLEX. CONNECTOR",90.8,2.63,null,"TR72"]
["GHV0361425R0037","SZ-DB236  FLEX. CONNECTOR",124.39999999999999,3.61,null,"TR72"]
["GHV0361425R0038","SZ-DB125N  FLEX. CONNECTOR",79.3,2.2999999999999998,null,"TR72"]
["GHV0361425R0039","SZ-DB233N  FLEX. CONNECTOR",79.3,2.2999999999999998,null,"TR72"]
["GHV0361425R0040","SZ-DB126N  FLEX. CONNECTOR",109.6,3.18,null,"TR72"]
["GHV0361425R0041","SZ-DB234N  FLEX. CONNECTOR",129.29999999999998,3.75,null,"TR72"]
["GHV0361425R0042","SZ-DB312  FLEX. CONNECTOR",144.5,4.1900000000000004,null,"TR72"]
["GHV2501902R0002","RV-BC6/60 Varistor Surge Suppressor",722,20.93,"Kontrol","TR71"]
["GHV2501903R0002","RV-BC6/250 Varistor Surge Suppressor",722,20.93,"Kontrol","TR71"]
["GJF1101902R0005","BLANKING PLATE           SZ-BP 5",33.800000000000004,0.98,null,"TR72"]
["GJF1101903R0003","SA3 Locking Device, Set",1093,31.68,null,"TR72"]
["GJF1101903R0004","SA 1E  LOCK ADAPTOR",350.70000000000005,10.17,null,"TR72"]
["GJF1101903R0005","LOCK ADAPTOR             SA IN NEUTRAL",413.5,11.99,null,"TR72"]
["GJF1109999R0001","SA2  PADLOCK",947.4,27.46,null,"TR72"]
["GJH1211009R0221","K6-22Z-P-01 Mini Contactor Relay",1459,42.29,"Kontrol","TR71"]
["GJH1211009R0223","K6-22Z-P-03 Mini Contactor Relay",1459,42.29,"Kontrol","TR71"]
["GJH1211009R0313","K6-31Z-P-03 Mini Contactor Relay",1459,42.29,"Kontrol","TR71"]
["GJH1211009R0401","K6-40E-P-01 Mini Contactor Relay",1459,42.29,"Kontrol","TR71"]
["GJH1211009R8220","K6-22Z-P-80 Mini Contactor Relay",1459,42.29,"Kontrol","TR71"]
["GJH1211009R8224","K6-22Z-P-84 Mini Contactor Relay",1459,42.29,"Kontrol","TR71"]
["GJH1211009R8310","K6-31Z-P-80 Mini Contactor Relay",1459,42.29,"Kontrol","TR71"]
["GJH1211009R8314","K6-31Z-P-84 Mini Contactor Relay",1459,42.29,"Kontrol","TR71"]
["GJH1211009R8315","K6-31Z-P-85 Mini Contactor Relay",1459,42.29,"Kontrol","TR71"]
["GJH1211009R8400","K6-40E-P-80 Mini Contactor Relay",1459,42.29,"Kontrol","TR71"]
["GJH1211009R8404","K6-40E-P-84 Mini Contactor Relay",1459,42.29,"Kontrol","TR71"]
["GJH1211009R8405","K6-40E-P-85 Mini Contactor Relay",1459,42.29,"Kontrol","TR71"]
["GJH1213001R0222","KC6-22Z-02 Mini Contactor Relay",966,28,"Kontrol","TR71"]
["GJH1213001R0223","KC6-22Z-03 Mini Contactor Relay",966,28,"Kontrol","TR71"]
["GJH1213001R0224","KC6-22Z-04 Mini Contactor Relay",966,28,"Kontrol","TR71"]
["GJH1213001R0225","KC6-22Z-05 Mini Contactor Relay",966,28,"Kontrol","TR71"]
["GJH1213001R0227","KC6-22Z-07 Mini Contactor Relay",966,28,"Kontrol","TR71"]
["GJH1213001R0312","KC6-31Z-02 Mini Contactor Relay",966,28,"Kontrol","TR71"]
["GJH1213001R0313","KC6-31Z-03 Mini Contactor Relay",966,28,"Kontrol","TR71"]
["GJH1213001R0314","KC6-31Z-04 Mini Contactor Relay",966,28,"Kontrol","TR71"]
["GJH1213001R0315","KC6-31Z-05 Mini Contactor Relay",966,28,"Kontrol","TR71"]
["GJH1213001R0317","KC6-31Z-07 Mini Contactor Relay",966,28,"Kontrol","TR71"]
["GJH1213001R0402","KC6-40E-02 Mini Contactor Relay",966,28,"Kontrol","TR71"]
["GJH1213001R0403","KC6-40E-03 Mini Contactor Relay",966,28,"Kontrol","TR71"]
["GJH1213001R0404","KC6-40E-04 Mini Contactor Relay",966,28,"Kontrol","TR71"]
["GJH1213001R0405","KC6-40E-05 Mini Contactor Relay",966,28,"Kontrol","TR71"]
["GJH1213001R0406","KC6-40E-06 Mini Contactor Relay",966,28,"Kontrol","TR71"]
["GJH1213001R0407","KC6-40E-07 Mini Contactor Relay",966,28,"Kontrol","TR71"]
["GJH1213001R1223","KC6-22Z-13 Mini Contactor Relay",966,28,"Kontrol","TR71"]
["GJH1213001R1226","KC6-22Z-16 Mini Contactor Relay",966,28,"Kontrol","TR71"]
["GJH1213001R1313","KC6-31Z-13 Mini Contactor Relay",966,28,"Kontrol","TR71"]
["GJH1213001R1316","KC6-31Z-16 Mini Contactor Relay",966,28,"Kontrol","TR71"]
["GJH1213001R1403","KC6-40E-13 Mini Contactor Relay",966,28,"Kontrol","TR71"]
["GJH1213001R1406","KC6-40E-16 Mini Contactor Relay",966,28,"Kontrol","TR71"]
["GJH1213001R5221","KC6-22Z-2.4-51 Mini Contactor Relay",1523,44.14,"Kontrol","TR71"]
["GJH1213001R5224","KC6-22Z-2.4-54 Mini Contactor Relay",2113,61.25,"Kontrol","TR71"]
["GJH1213001R5311","KC6-31Z-2.4-51 Mini Contactor Relay",1523,44.14,"Kontrol","TR71"]
["GJH1213001R5401","KC6-40E-2.4-51 Mini Contactor Relay",1523,44.14,"Kontrol","TR71"]
["GJH1213001R7221","K6S-22Z-1.7-71 Mini Contactor Relay",1681,48.72,"Kontrol","TR71"]
["GJH1213001R7222","K6S-22Z-2.8-72 Mini Contactor Relay",1681,48.72,"Kontrol","TR71"]
["GJH1213001R7311","K6S-31Z-1.7-71 Mini Contactor Relay",1681,48.72,"Kontrol","TR71"]
["GJH1213001R7312","K6S-31Z-2.8-72 Mini Contactor Relay",1681,48.72,"Kontrol","TR71"]
["GJH1213001R7401","K6S-40E-1.7-71 Mini Contactor Relay",1681,48.72,"Kontrol","TR71"]
["GJH1213001R7402","K6S-40E-2.8-72 Mini Contactor Relay",1681,48.72,"Kontrol","TR71"]
["GJH1213001R8221","KC6-22Z-1.4-81 Mini Contactor Relay",1523,44.14,"Kontrol","TR71"]
["GJH1213001R8311","KC6-31Z-1.4-81 Mini Contactor Relay",1523,44.14,"Kontrol","TR71"]
["GJH1213001R8401","KC6-40E-1.4-81 Mini Contactor Relay",1523,44.14,"Kontrol","TR71"]
["GJH1213003R5311","KC6-31Z-F-2.4-51 Mini Contactor Relay",1605,46.52,"Kontrol","TR71"]
["GJH1213003R5401","KC6-40E-F-2.4-51 Mini Contactor Relay",1605,46.52,"Kontrol","TR71"]
["GJH1213003R8311","KC6-31Z-F-1.4-81 Mini Contactor Relay",1605,46.52,"Kontrol","TR71"]
["GJH1213003R8401","KC6-40E-F-1.4-81 Mini Contactor Relay",1605,46.52,"Kontrol","TR71"]
["GJH1213009R5401","KC6-40E-P-2.4-51 Mini Contactor Relay",1605,46.52,"Kontrol","TR71"]
["GJH1213009R8311","KC6-31Z-P-1.4-81 Mini Contactor Relay",1605,46.52,"Kontrol","TR71"]
["GJH1213009R8401","KC6-40E-P-1.4-81 Mini Contactor Relay",1605,46.52,"Kontrol","TR71"]
["GJH1213051R7311","K6S-31E-1.7-71 Mini Contactor Relay",1605,46.52,"Kontrol","TR71"]
["GJH1213051R8221","KC6-22E-1.4-81 Mini Contactor Relay",1523,44.14,"Kontrol","TR71"]
["GJH1213051R8311","KC6-31E-1.4-81 Mini Contactor Relay",1523,44.14,"Kontrol","TR71"]
["GJH1213061R5221","TKC6-22Z-51 Mini Contactor Relay",2062,59.77,"Kontrol","TR71"]
["GJH1213061R5225","TKC6-22Z-55 Mini Contactor Relay",2062,59.77,"Kontrol","TR71"]
["GJH1213061R5311","TKC6-31Z-51 Mini Contactor Relay",2062,59.77,"Kontrol","TR71"]
["GJH1213061R5315","TKC6-31Z-55 Mini Contactor Relay",2138,61.97,"Kontrol","TR71"]
["GJH1213061R5401","TKC6-40E-51 Mini Contactor Relay",2062,59.77,"Kontrol","TR71"]
["GJH1213061R5405","TKC6-40E-55 Mini Contactor Relay",2062,59.77,"Kontrol","TR71"]
["GJH1213061R6222","TKC6-22Z-62 Mini Contactor Relay",2062,59.77,"Kontrol","TR71"]
["GJH1213061R6228","TKC6-22Z-68 Mini Contactor Relay",2062,59.77,"Kontrol","TR71"]
["GJH1213061R6312","TKC6-31Z-62 Mini Contactor Relay",2062,59.77,"Kontrol","TR71"]
["GJH1213061R6318","TKC6-31Z-68 Mini Contactor Relay",2062,59.77,"Kontrol","TR71"]
["GJH1213061R6402","TKC6-40E-62 Mini Contactor Relay",2062,59.77,"Kontrol","TR71"]
["GJH1213061R6408","TKC6-40E-68 Mini Contactor Relay",2062,59.77,"Kontrol","TR71"]
["GJI1001814R0001","END CLAMP                END",118.3,3.43,null,"TR72"]
["GJI1480003R0001","FILLER PIECE             FST",171.5,4.97,null,"TR72"]
["GJI1842013P0003","SNAP SPRING SZ-FB 45.53-3",19,0.55000000000000004,null,"TR72"]
["GJI1842013P0004","SPRING SZ-FB 45.53-1",19,0.55000000000000004,null,"TR72"]
["GJI2024027R0001","KTR  CARRIER FOR TERMINALS",51.6,1.5,null,"TR72"]
["GJI2320071R0013","SZ-KLB 12  NEUTRAL EARTH TERMINAL",389.5,11.29,null,"TR72"]
["GJI2320072R0017","SZ-KLB 16  NEUTRAL EARTH TERMINAL",544.70000000000005,15.79,null,"TR72"]
["GJI2320073R0016","SZ-KLB 24  NEUTRAL EARTH TERMINAL",753.5,21.84,null,"TR72"]
["GJI2320131R0001","SZ-KLB 8  NEUTRAL EARTH TERMINAL",336.1,9.74,null,"TR72"]
["GJI2322218R0001","SI 45.460  MOUNTING RAIL",183.2,5.31,null,"TR72"]
["GJI2322218R0007","SZ-TS 7,5 , L2 MOUNTING RAIL",651.30000000000007,18.88,null,"TR72"]
["GJI2322218R0009","SZ-TS15 L2  MOUNTING RAIL",1471,42.64,null,"TR72"]
["GJI2322218R0010","SZ-SI 45.472  MOUNTING RAIL",627.70000000000005,18.190000000000001,null,"TR72"]
["GJI2322322R0001","KS 1/12  UNIVERSAL COMB-BUSBAR",156.69999999999999,4.54,null,"TR72"]
["GJI2322322R0002","SZ-KS1/56 UNIVERSAL COMB-BUSBAR",818.1,23.71,null,"TR72"]
["GJI2322322R0003","KS 2/12  UNIVERSAL COMB-BUSBAR",188.79999999999998,5.47,null,"TR72"]
["GJI2322322R0004","KS 2/56  UNIVERSAL COMB-BUSBAR",1066,30.9,null,"TR72"]
["GJI9959038R0001","VP 1500  BLANKING PLATE",386.8,11.21,null,"TR72"]
["GJL1201317R0002","CA6-11E Auxiliary Contact 1NO/1NC",553,16.03,"Kontrol","TR71"]
["GJL1201318R0001","CA6-11K-F Auxiliary Contact 1NO/1NC",760,22.03,"Kontrol","TR71"]
["GJL1201318R0002","CA6-11E-F Auxiliary Contact 1NO/1NC",760,22.03,"Kontrol","TR71"]
["GJL1201318R0003","CA6-11M-F Auxiliary Contact 1NO/1NC",760,22.03,"Kontrol","TR71"]
["GJL1201318R0004","CA6-11N-F Auxiliary Contact 1NO/1NC",760,22.03,"Kontrol","TR71"]
["GJL1201319R0001","CA6-11K-P Auxiliary Contact 1NO/1NC",760,22.03,"Kontrol","TR71"]
["GJL1201319R0002","CA6-11E-P Auxiliary Contact 1NO/1NC",760,22.03,"Kontrol","TR71"]
["GJL1201319R0003","CA6-11M-P Auxiliary Contact 1NO/1NC",760,22.03,"Kontrol","TR71"]
["GJL1201319R0004","CA6-11N-P Auxiliary Contact 1NO/1NC",760,22.03,"Kontrol","TR71"]
["GJL1201330R0002","CAF6-11E Auxiliary Contact 1NO/1NC",553,16.03,"Kontrol","TR71"]
["GJL1201330R0006","CAF6-20E Auxiliary Contact 2NO/0NC",553,16.03,"Kontrol","TR71"]
["GJL1201330R0009","CAF6-02K Auxiliary Contact 0NO/2NC",311,9.01,"Kontrol","TR71"]
["GJL1201330R0010","CAF6-02E Auxiliary Contact 0NO/2NC",553,16.03,"Kontrol","TR71"]
["GJL1201330R0011","CAF6-02M Auxiliary Contact 0NO/2NC",311,9.01,"Kontrol","TR71"]
["GJL1201330R0012","CAF6-02N Auxiliary Contact 0NO/2NC",311,9.01,"Kontrol","TR71"]
["GJL1201902R0001","LB6 Soldering Receptacle 5-pole",685,19.86,"Kontrol","TR71"]
["GJL1201903R0001","LB6-CA Soldering Receptacle 2-pole",275,7.97,"Kontrol","TR71"]
["GJL1201904R0001","BN6 Plunger for Mini Contactor (50 pcs)",655,18.989999999999998,"Kontrol","TR71"]
["GJL1201906R0001","LT6-B Mini Contactor Cover Cap",305,8.84,"Kontrol","TR71"]
["GJL1201908R0001","BSM6-30 Reversing Connecting Link",402,11.65,"Kontrol","TR71"]
["GJL1211001R0011","B6-30-01-01 Mini Contactor",747,21.65,"Kontrol","TR71"]
["GJL1211001R0012","B6-30-01-02 Mini Contactor",747,21.65,"Kontrol","TR71"]
["GJL1211001R0013","B6-30-01-03 Mini Contactor",747,21.65,"Kontrol","TR71"]
["GJL1211001R0101","B6-30-10-01 Mini Contactor",747,21.65,"Kontrol","TR71"]
["GJL1211001R0102","B6-30-10-02 Mini Contactor",747,21.65,"Kontrol","TR71"]
["GJL1211001R0103","B6-30-10-03 Mini Contactor",747,21.65,"Kontrol","TR71"]
["GJL1211001R1108","B6-30-10-18 Mini Contactor",747,21.65,"Kontrol","TR71"]
["GJL1211001R3017","B6-30-01-37 Mini Contactor",747,21.65,"Kontrol","TR71"]
["GJL1211001R3107","B6-30-10-37 Mini Contactor",747,21.65,"Kontrol","TR71"]
["GJL1211001R8014","B6-30-01-84 Mini Contactor",747,21.65,"Kontrol","TR71"]
["GJL1211001R8015","B6-30-01-85 Mini Contactor",747,21.65,"Kontrol","TR71"]
["GJL1211001R8104","B6-30-10-84 Mini Contactor",747,21.65,"Kontrol","TR71"]
["GJL1211001R8105","B6-30-10-85 Mini Contactor",747,21.65,"Kontrol","TR71"]
["GJL1211009R7012","B6-30-01-P-1.4-72 Mini Contactor",1726,50.03,"Kontrol","TR71"]
["GJL1211201R0001","B6-40-00-01 Mini Contactor",1152,33.39,"Kontrol","TR71"]
["GJL1211201R0002","B6-40-00-02 Mini Contactor",1152,33.39,"Kontrol","TR71"]
["GJL1211201R0003","B6-40-00-03 Mini Contactor",1152,33.39,"Kontrol","TR71"]
["GJL1211201R8000","B6-40-00-80 Mini Contactor",1152,33.39,"Kontrol","TR71"]
["GJL1211201R8004","B6-40-00-84 Mini Contactor",1152,33.39,"Kontrol","TR71"]
["GJL1211201R8005","B6-40-00-85 Mini Contactor",1152,33.39,"Kontrol","TR71"]
["GJL1211401R8000","B6-31-00-80 Mini Contactor",1178,34.14,"Kontrol","TR71"]
["GJL1211501R0001","B6-22-00-01 Mini Contactor",1178,34.14,"Kontrol","TR71"]
["GJL1211501R0002","B6-22-00-02 Mini Contactor",1178,34.14,"Kontrol","TR71"]
["GJL1211501R0003","B6-22-00-03 Mini Contactor",1178,34.14,"Kontrol","TR71"]
["GJL1211501R8000","B6-22-00-80 Mini Contactor",1178,34.14,"Kontrol","TR71"]
["GJL1211501R8004","B6-22-00-84 Mini Contactor",1178,34.14,"Kontrol","TR71"]
["GJL1211501R8005","B6-22-00-85 Mini Contactor",1178,34.14,"Kontrol","TR71"]
["GJL1211901R0001","VB6-40-00-01 Mini Rev.Contactor",2776,80.459999999999994,"Kontrol","TR71"]
["GJL1211901R0011","VB6-30-01-01 Mini Rev.Contactor",2776,80.459999999999994,"Kontrol","TR71"]
["GJL1211901R0012","VB6-30-01-02 Mini Rev.Contactor",2776,80.459999999999994,"Kontrol","TR71"]
["GJL1211901R0013","VB6-30-01-03 Mini Rev.Contactor",2776,80.459999999999994,"Kontrol","TR71"]
["GJL1211901R0101","VB6-30-10-01 Mini Rev.Contactor",2776,80.459999999999994,"Kontrol","TR71"]
["GJL1211901R0103","VB6-30-10-03 Mini Rev.Contactor",2776,80.459999999999994,"Kontrol","TR71"]
["GJL1211901R8000","VB6-40-00-80 Mini Rev.Contactor",2871,83.22,"Kontrol","TR71"]
["GJL1211901R8010","VB6-30-01-80 Mini Rev.Contactor",2776,80.459999999999994,"Kontrol","TR71"]
["GJL1211901R8014","VB6-30-01-84 Mini Rev.Contactor",2776,80.459999999999994,"Kontrol","TR71"]
["GJL1211901R8015","VB6-30-01-85 Mini Rev.Contactor",2776,80.459999999999994,"Kontrol","TR71"]
["GJL1211901R8100","VB6-30-10-80 Mini Rev.Contactor",2776,80.459999999999994,"Kontrol","TR71"]
["GJL1211901R8104","VB6-30-10-84 Mini Rev.Contactor",2776,80.459999999999994,"Kontrol","TR71"]
["GJL1211901R8105","VB6-30-10-85 Mini Rev.Contactor",2776,80.459999999999994,"Kontrol","TR71"]
["GJL1211903R0011","VB6-30-01-F-01 Mini Rev.Contactor",2919,84.61,"Kontrol","TR71"]
["GJL1211903R8010","VB6-30-01-F-80 Mini Rev.Contactor",2919,84.61,"Kontrol","TR71"]
["GJL1211903R8100","VB6-30-10-F-80 Mini Rev.Contactor",2919,84.61,"Kontrol","TR71"]
["GJL1211909R0011","VB6-30-01-P-01 Mini Rev.Contactor",2919,84.61,"Kontrol","TR71"]
["GJL1211909R0013","VB6-30-01-P-03 Mini Rev.Contactor",2919,84.61,"Kontrol","TR71"]
["GJL1211909R0101","VB6-30-10-P-01 Mini Rev.Contactor",2919,84.61,"Kontrol","TR71"]
["GJL1211909R8010","VB6-30-01-P-80 Mini Rev.Contactor",2919,84.61,"Kontrol","TR71"]
["GJL1211909R8100","VB6-30-10-P-80 Mini Rev.Contactor",2919,84.61,"Kontrol","TR71"]
["GJL1211909R8105","VB6-30-10-P-85 Mini Rev.Contactor",2919,84.61,"Kontrol","TR71"]
["GJL1211911R0001","VB6A-40-00-01 Mini Rev.Contactor",2919,84.61,"Kontrol","TR71"]
["GJL1211911R0011","VB6A-30-01-01 Mini Rev.Contactor",2919,84.61,"Kontrol","TR71"]
["GJL1211911R0012","VB6A-30-01-02 Mini Rev.Contactor",2919,84.61,"Kontrol","TR71"]
["GJL1211911R0013","VB6A-30-01-03 Mini Rev.Contactor",2919,84.61,"Kontrol","TR71"]
["GJL1211911R0101","VB6A-30-10-01 Mini Rev.Contactor",2919,84.61,"Kontrol","TR71"]
["GJL1211911R0102","VB6A-30-10-02 Mini Rev.Contactor",2919,84.61,"Kontrol","TR71"]
["GJL1211911R0103","VB6A-30-10-03 Mini Rev.Contactor",2919,84.61,"Kontrol","TR71"]
["GJL1211911R8000","VB6A-40-00-80 Mini Rev.Contactor",2919,84.61,"Kontrol","TR71"]
["GJL1211911R8004","VB6A-40-00-84 Mini Rev.Contactor",4098,118.78,"Kontrol","TR71"]
["GJL1211911R8010","VB6A-30-01-80 Mini Rev.Contactor",2919,84.61,"Kontrol","TR71"]
["GJL1211911R8014","VB6A-30-01-84 Mini Rev.Contactor",2919,84.61,"Kontrol","TR71"]
["GJL1211911R8015","VB6A-30-01-85 Mini Rev.Contactor",2919,84.61,"Kontrol","TR71"]
["GJL1211911R8100","VB6A-30-10-80 Mini Rev.Contactor",2919,84.61,"Kontrol","TR71"]
["GJL1211911R8104","VB6A-30-10-84 Mini Rev.Contactor",2919,84.61,"Kontrol","TR71"]
["GJL1211911R8105","VB6A-30-10-85 Mini Rev.Contactor",2919,84.61,"Kontrol","TR71"]
["GJL1213001R0013","BC6-30-01-03 Mini Contactor",912,26.43,"Kontrol","TR71"]
["GJL1213001R0014","BC6-30-01-04 Mini Contactor",912,26.43,"Kontrol","TR71"]
["GJL1213001R0015","BC6-30-01-05 Mini Contactor",912,26.43,"Kontrol","TR71"]
["GJL1213001R0017","BC6-30-01-07 Mini Contactor",912,26.43,"Kontrol","TR71"]
["GJL1213001R0103","BC6-30-10-03 Mini Contactor",912,26.43,"Kontrol","TR71"]
["GJL1213001R0104","BC6-30-10-04 Mini Contactor",912,26.43,"Kontrol","TR71"]
["GJL1213001R0105","BC6-30-10-05 Mini Contactor",912,26.43,"Kontrol","TR71"]
["GJL1213001R0107","BC6-30-10-07 Mini Contactor",912,26.43,"Kontrol","TR71"]
["GJL1213001R1016","BC6-30-01-16 Mini Contactor",912,26.43,"Kontrol","TR71"]
["GJL1213001R1103","BC6-30-10-13 Mini Contactor",912,26.43,"Kontrol","TR71"]
["GJL1213001R1106","BC6-30-10-16 Mini Contactor",912,26.43,"Kontrol","TR71"]
["GJL1213001R5011","BC6-30-01-2.4-51 Mini Contactor",1316,38.14,"Kontrol","TR71"]
["GJL1213001R5101","BC6-30-10-2.4-51 Mini Contactor",1316,38.14,"Kontrol","TR71"]
["GJL1213001R5104","BC6-30-10-2.4-54 Mini Contactor",1316,38.14,"Kontrol","TR71"]
["GJL1213001R7011","B6S-30-01-1.7-71 Mini Contactor",1353,39.22,"Kontrol","TR71"]
["GJL1213001R7101","B6S-30-10-1.7-71 Mini Contactor",1353,39.22,"Kontrol","TR71"]
["GJL1213001R7102","B6S-30-10-2.8-72 Mini Contactor",1353,39.22,"Kontrol","TR71"]
["GJL1213001R8011","BC6-30-01-1.4-81 Mini Contactor",1898,55.01,"Kontrol","TR71"]
["GJL1213001R8015","BC6-30-01-1.4-85 Mini Contactor",1898,55.01,"Kontrol","TR71"]
["GJL1213001R8101","BC6-30-10-1.4-81 Mini Contactor",1898,55.01,"Kontrol","TR71"]
["GJL1213003R0011","BC6-30-01-F-01 Mini Contactor",1352,39.19,"Kontrol","TR71"]
["GJL1213003R0015","BC6-30-01-F-05 Mini Contactor",1352,39.19,"Kontrol","TR71"]
["GJL1213003R0101","BC6-30-10-F-01 Mini Contactor",1352,39.19,"Kontrol","TR71"]
["GJL1213003R0104","BC6-30-10-F-04 Mini Contactor",1352,39.19,"Kontrol","TR71"]
["GJL1213003R0105","BC6-30-10-F-05 Mini Contactor",1352,39.19,"Kontrol","TR71"]
["GJL1213003R0107","BC6-30-10-F-07 Mini Contactor",1352,39.19,"Kontrol","TR71"]
["GJL1213003R1106","BC6-30-10-F-16 Mini Contactor",1845,53.48,"Kontrol","TR71"]
["GJL1213003R5011","BC6-30-01-F-2.4-51 Mini Contactor",1390,40.29,"Kontrol","TR71"]
["GJL1213003R5101","BC6-30-10-F-2.4-51 Mini Contactor",1390,40.29,"Kontrol","TR71"]
["GJL1213003R8011","BC6-30-01-F-1.4-81 Mini Contactor",1390,40.29,"Kontrol","TR71"]
["GJL1213003R8101","BC6-30-10-F-1.4-81 Mini Contactor",1390,40.29,"Kontrol","TR71"]
["GJL1213009R0011","BC6-30-01-P-01 Mini Contactor",1352,39.19,"Kontrol","TR71"]
["GJL1213009R0013","BC6-30-01-P-03 Mini Contactor",1352,39.19,"Kontrol","TR71"]
["GJL1213009R0014","BC6-30-01-P-04 Mini Contactor",1352,39.19,"Kontrol","TR71"]
["GJL1213009R0015","BC6-30-01-P-05 Mini Contactor",1352,39.19,"Kontrol","TR71"]
["GJL1213009R0017","BC6-30-01-P-07 Mini Contactor",1352,39.19,"Kontrol","TR71"]
["GJL1213009R0101","BC6-30-10-P-01 Mini Contactor",1352,39.19,"Kontrol","TR71"]
["GJL1213009R0104","BC6-30-10-P-04 Mini Contactor",1352,39.19,"Kontrol","TR71"]
["GJL1213009R0105","BC6-30-10-P-05 Mini Contactor",1352,39.19,"Kontrol","TR71"]
["GJL1213009R0107","BC6-30-10-P-07 Mini Contactor",1352,39.19,"Kontrol","TR71"]
["GJL1213009R1016","BC6-30-01-P-16 Mini Contactor",1845,53.48,"Kontrol","TR71"]
["GJL1213009R1106","BC6-30-10-P-16 Mini Contactor",1845,53.48,"Kontrol","TR71"]
["GJL1213009R5011","BC6-30-01-P-2.4-51 Mini Contactor",1390,40.29,"Kontrol","TR71"]
["GJL1213009R5101","BC6-30-10-P-2.4-51 Mini Contactor",1390,40.29,"Kontrol","TR71"]
["GJL1213009R7011","B6S-30-01-P-1.7-71 Mini Contactor",1459,42.29,"Kontrol","TR71"]
["GJL1213009R7101","B6S-30-10-P-1.7-71 Mini Contactor",1459,42.29,"Kontrol","TR71"]
["GJL1213009R8011","BC6-30-01-P-1.4-81 Mini Contactor",1390,40.29,"Kontrol","TR71"]
["GJL1213009R8101","BC6-30-10-P-1.4-81 Mini Contactor",1390,40.29,"Kontrol","TR71"]
["GJL1213109R0101","BC6-21-10-P-01 Mini Contactor",2184,63.3,"Kontrol","TR71"]
["GJL1213109R0104","BC6-21-10-P-04 Mini Contactor",2184,63.3,"Kontrol","TR71"]
["GJL1213109R0105","BC6-21-10-P-05 Mini Contactor",2184,63.3,"Kontrol","TR71"]
["GJL1213109R1106","BC6-21-10-P-16 Mini Contactor",2184,63.3,"Kontrol","TR71"]
["GJL1213201R0001","BC6-40-00-01 Mini Contactor",1294,37.51,"Kontrol","TR71"]
["GJL1213201R0003","BC6-40-00-03 Mini Contactor",1294,37.51,"Kontrol","TR71"]
["GJL1213201R0004","BC6-40-00-04 Mini Contactor",1294,37.51,"Kontrol","TR71"]
["GJL1213201R0005","BC6-40-00-05 Mini Contactor",1294,37.51,"Kontrol","TR71"]
["GJL1213201R0007","BC6-40-00-07 Mini Contactor",1294,37.51,"Kontrol","TR71"]
["GJL1213203R0001","BC6-40-00-F-01 Mini Contactor",1390,40.29,"Kontrol","TR71"]
["GJL1213209R0001","BC6-40-00-P-01 Mini Contactor",1390,40.29,"Kontrol","TR71"]
["GJL1213401R0004","BC6-31-00-04 Mini Contactor",1294,37.51,"Kontrol","TR71"]
["GJL1213501R0001","BC6-22-00-01 Mini Contactor",1294,37.51,"Kontrol","TR71"]
["GJL1213501R0003","BC6-22-00-03 Mini Contactor",1845,53.48,"Kontrol","TR71"]
["GJL1213501R0004","BC6-22-00-04 Mini Contactor",1294,37.51,"Kontrol","TR71"]
["GJL1213501R0005","BC6-22-00-05 Mini Contactor",1294,37.51,"Kontrol","TR71"]
["GJL1213501R0007","BC6-22-00-07 Mini Contactor",1294,37.51,"Kontrol","TR71"]
["GJL1213501R5001","BC6-22-00-2.4-51 Mini Contactor",1294,37.51,"Kontrol","TR71"]
["GJL1213509R5001","BC6-22-00-P-2.4-51 Mini Contactor",1390,40.29,"Kontrol","TR71"]
["GJL1213901R0011","VBC6-30-01-01 Mini Rev.Contactor",2996,86.84,"Kontrol","TR71"]
["GJL1213901R0012","VBC6-30-01-02 Mini Rev.Contactor",2996,86.84,"Kontrol","TR71"]
["GJL1213901R0013","VBC6-30-01-03 Mini Rev.Contactor",2996,86.84,"Kontrol","TR71"]
["GJL1213901R0014","VBC6-30-01-04 Mini Rev.Contactor",2996,86.84,"Kontrol","TR71"]
["GJL1213901R0015","VBC6-30-01-05 Mini Rev.Contactor",2996,86.84,"Kontrol","TR71"]
["GJL1213901R0017","VBC6-30-01-07 Mini Rev.Contactor",2996,86.84,"Kontrol","TR71"]
["GJL1213901R0101","VBC6-30-10-01 Mini Rev.Contactor",2996,86.84,"Kontrol","TR71"]
["GJL1213901R0103","VBC6-30-10-03 Mini Rev.Contactor",2996,86.84,"Kontrol","TR71"]
["GJL1213901R0104","VBC6-30-10-04 Mini Rev.Contactor",2996,86.84,"Kontrol","TR71"]
["GJL1213901R0105","VBC6-30-10-05 Mini Rev.Contactor",2996,86.84,"Kontrol","TR71"]
["GJL1213901R0107","VBC6-30-10-07 Mini Rev.Contactor",2996,86.84,"Kontrol","TR71"]
["GJL1213901R7101","VB6S-30-10-1.7-71 Mini Rev.Contactor",3357,97.3,"Kontrol","TR71"]
["GJL1213909R7011","VB6S-30-01-1.7-71 Mini Rev.Contactor",3357,97.3,"Kontrol","TR71"]
["GJL1213909R8011","VBC6-30-01-P-1.4 Mini Rev.Contactor",3357,97.3,"Kontrol","TR71"]
["GJL1213911R5011","VBC6A-30-10-2.4-51 Mini Rev.Contactor",3819,110.7,"Kontrol","TR71"]
["GJL1213911R7101","VB6SA-30-10-1.7-71 Mini Rev.Contactor",3819,110.7,"Kontrol","TR71"]
["GJL1213919R7102","VB6SA-30-10-P-2.8 Mini Rev.Contactor",3740,108.41,"Kontrol","TR71"]
["GJL1311003R0011","B7-30-01-F-01 Mini Contactor",1255,36.380000000000003,"Kontrol","TR71"]
["GJL1311003R0012","B7-30-01-F-02 Mini Contactor",1255,36.380000000000003,"Kontrol","TR71"]
["GJL1311003R0013","B7-30-01-F-03 Mini Contactor",1255,36.380000000000003,"Kontrol","TR71"]
["GJL1311003R0101","B7-30-10-F-01 Mini Contactor",1255,36.380000000000003,"Kontrol","TR71"]
["GJL1311003R0102","B7-30-10-F-02 Mini Contactor",1255,36.380000000000003,"Kontrol","TR71"]
["GJL1311003R0103","B7-30-10-F-03 Mini Contactor",1255,36.380000000000003,"Kontrol","TR71"]
["GJL1311003R8010","B7-30-01-F-80 Mini Contactor",1255,36.380000000000003,"Kontrol","TR71"]
["GJL1311003R8014","B7-30-01-F-84 Mini Contactor",1255,36.380000000000003,"Kontrol","TR71"]
["GJL1311003R8015","B7-30-01-F-85 Mini Contactor",1255,36.380000000000003,"Kontrol","TR71"]
["GJL1311003R8100","B7-30-10-F-80 Mini Contactor",1255,36.380000000000003,"Kontrol","TR71"]
["GJL1311003R8104","B7-30-10-F-84 Mini Contactor",1255,36.380000000000003,"Kontrol","TR71"]
["GJL1311003R8105","B7-30-10-F-85 Mini Contactor",1255,36.380000000000003,"Kontrol","TR71"]
["GJL1311009R0011","B7-30-01-P-01 Mini Contactor",1255,36.380000000000003,"Kontrol","TR71"]
["GJL1311009R0012","B7-30-01-P-02 Mini Contactor",1255,36.380000000000003,"Kontrol","TR71"]
["GJL1311009R0013","B7-30-01-P-03 Mini Contactor",1255,36.380000000000003,"Kontrol","TR71"]
["GJL1311009R0101","B7-30-10-P-01 Mini Contactor",1255,36.380000000000003,"Kontrol","TR71"]
["GJL1311009R0102","B7-30-10-P-02 Mini Contactor",1255,36.380000000000003,"Kontrol","TR71"]
["GJL1311009R0103","B7-30-10-P-03 Mini Contactor",1255,36.380000000000003,"Kontrol","TR71"]
["GJL1311009R8010","B7-30-01-P-80 Mini Contactor",1255,36.380000000000003,"Kontrol","TR71"]
["GJL1311009R8014","B7-30-01-P-84 Mini Contactor",1255,36.380000000000003,"Kontrol","TR71"]
["GJL1311009R8015","B7-30-01-P-85 Mini Contactor",1255,36.380000000000003,"Kontrol","TR71"]
["GJL1311009R8100","B7-30-10-P-80 Mini Contactor",1255,36.380000000000003,"Kontrol","TR71"]
["GJL1311009R8104","B7-30-10-P-84 Mini Contactor",1255,36.380000000000003,"Kontrol","TR71"]
["GJL1311009R8105","B7-30-10-P-85 Mini Contactor",1255,36.380000000000003,"Kontrol","TR71"]
["GJL1311201R0001","B7-40-00-01 Mini Contactor",1209,35.04,"Kontrol","TR71"]
["GJL1311201R0002","B7-40-00-02 Mini Contactor",1209,35.04,"Kontrol","TR71"]
["GJL1311201R0003","B7-40-00-03 Mini Contactor",1209,35.04,"Kontrol","TR71"]
["GJL1311201R8000","B7-40-00-80 Mini Contactor",1209,35.04,"Kontrol","TR71"]
["GJL1311201R8004","B7-40-00-84 Mini Contactor",1209,35.04,"Kontrol","TR71"]
["GJL1311201R8005","B7-40-00-85 Mini Contactor",1209,35.04,"Kontrol","TR71"]
["GJL1311201R9001",{"$f":"VLOOKUP(A32143,'[2]ÜRÜN MD'!$A:$C,2,0)","v":"Türkiye pazarı için uygun değildir."}]
["GJL1311203R0001","B7-40-00-F-01 Mini Contactor",1255,36.380000000000003,"Kontrol","TR71"]
["GJL1311203R8000","B7-40-00-F-80 Mini Contactor",1255,36.380000000000003,"Kontrol","TR71"]
["GJL1311203R8005","B7-40-00-F-85 Mini Contactor",1255,36.380000000000003,"Kontrol","TR71"]
["GJL1311209R0001","B7-40-00-P-01 Mini Contactor",1294,37.51,"Kontrol","TR71"]
["GJL1311209R0003","B7-40-00-P-03 Mini Contactor",1255,36.380000000000003,"Kontrol","TR71"]
["GJL1311209R8000","B7-40-00-P-80 Mini Contactor",1255,36.380000000000003,"Kontrol","TR71"]
["GJL1311209R8005","B7-40-00-P-85 Mini Contactor",1255,36.380000000000003,"Kontrol","TR71"]
["GJL1311501R0001","B7-22-00-01 Mini Contactor",1209,35.04,"Kontrol","TR71"]
["GJL1311501R0002","B7-22-00-02 Mini Contactor",1209,35.04,"Kontrol","TR71"]
["GJL1311501R0003","B7-22-00-03 Mini Contactor",1209,35.04,"Kontrol","TR71"]
["GJL1311501R8000","B7-22-00-80 Mini Contactor",1209,35.04,"Kontrol","TR71"]
["GJL1311501R8004","B7-22-00-84 Mini Contactor",1209,35.04,"Kontrol","TR71"]
["GJL1311509R0001","B7-22-00-P-01 Mini Contactor",1255,36.380000000000003,"Kontrol","TR71"]
["GJL1311509R0003","B7-22-00-P-03 Mini Contactor",1255,36.380000000000003,"Kontrol","TR71"]
["GJL1311901R0001","VB7-40-00-01 Mini Rev.Contactor",3162,91.65,"Kontrol","TR71"]
["GJL1311901R0002","VB7-40-00-02 Mini Rev.Contactor",3162,91.65,"Kontrol","TR71"]
["GJL1311901R0003","VB7-40-00-03 Mini Rev.Contactor",3162,91.65,"Kontrol","TR71"]
["GJL1311901R0011","VB7-30-01-01 Mini Rev.Contactor",3162,91.65,"Kontrol","TR71"]
["GJL1311901R0012","VB7-30-01-02 Mini Rev.Contactor",3162,91.65,"Kontrol","TR71"]
["GJL1311901R0013","VB7-30-01-03 Mini Rev.Contactor",3162,91.65,"Kontrol","TR71"]
["GJL1311901R0101","VB7-30-10-01 Mini Rev.Contactor",3162,91.65,"Kontrol","TR71"]
["GJL1311901R0102","VB7-30-10-02 Mini Rev.Contactor",3162,91.65,"Kontrol","TR71"]
["GJL1311901R0103","VB7-30-10-03 Mini Rev.Contactor",3162,91.65,"Kontrol","TR71"]
["GJL1311901R8000","VB7-40-00-80 Mini Rev.Contactor",3162,91.65,"Kontrol","TR71"]
["GJL1311901R8004","VB7-40-00-84 Mini Rev.Contactor",3162,91.65,"Kontrol","TR71"]
["GJL1311901R8010","VB7-30-01-80 Mini Rev.Contactor",3162,91.65,"Kontrol","TR71"]
["GJL1311901R8014","VB7-30-01-84 Mini Rev.Contactor",3162,91.65,"Kontrol","TR71"]
["GJL1311901R8015","VB7-30-01-85 Mini Rev.Contactor",3162,91.65,"Kontrol","TR71"]
["GJL1311901R8100","VB7-30-10-80 Mini Rev.Contactor",3162,91.65,"Kontrol","TR71"]
["GJL1311901R8104","VB7-30-10-84 Mini Rev.Contactor",3162,91.65,"Kontrol","TR71"]
["GJL1311901R8105","VB7-30-10-85 Mini Rev.Contactor",3162,91.65,"Kontrol","TR71"]
["GJL1313001R5011","BC7-30-01-2.4-51 Mini Contactor",1390,40.29,"Kontrol","TR71"]
["GJL1313001R5101","BC7-30-10-2.4-51 Mini Contactor",1390,40.29,"Kontrol","TR71"]
["GJL1313001R7011","B7S-30-01-1.7-71 Mini Contactor",1390,40.29,"Kontrol","TR71"]
["GJL1313001R7012","B7S-30-01-2.8-72 Mini Contactor",1390,40.29,"Kontrol","TR71"]
["GJL1313001R7101","B7S-30-10-1.7-71 Mini Contactor",1390,40.29,"Kontrol","TR71"]
["GJL1313001R7102","B7S-30-10-2.8-72 Mini Contactor",1390,40.29,"Kontrol","TR71"]
["GJL1313001R8011","BC7-30-01-1.4-81 Mini Contactor",1459,42.29,"Kontrol","TR71"]
["GJL1313001R8101","BC7-30-10-1.4-81 Mini Contactor",1459,42.29,"Kontrol","TR71"]
["GJL1313003R0011","BC7-30-01-F-01 Mini Contactor",1353,39.22,"Kontrol","TR71"]
["GJL1313003R0101","BC7-30-10-F-01 Mini Contactor",1353,39.22,"Kontrol","TR71"]
["GJL1313003R0104","BC7-30-10-F-04 Mini Contactor",1353,39.22,"Kontrol","TR71"]
["GJL1313003R0105","BC7-30-10-F-05 Mini Contactor",1353,39.22,"Kontrol","TR71"]
["GJL1313003R0107","BC7-30-10-F-07 Mini Contactor",1353,39.22,"Kontrol","TR71"]
["GJL1313003R5011","BC7-30-01-F-2.4-51 Mini Contactor",1435,41.59,"Kontrol","TR71"]
["GJL1313003R5101","BC7-30-10-F-2.4-51 Mini Contactor",1435,41.59,"Kontrol","TR71"]
["GJL1313003R8011","BC7-30-01-F-1.4-81 Mini Contactor",1390,40.29,"Kontrol","TR71"]
["GJL1313003R8101","BC7-30-10-F-1.4-81 Mini Contactor",1390,40.29,"Kontrol","TR71"]
["GJL1313009R0011","BC7-30-01-P-01 Mini Contactor",1353,39.22,"Kontrol","TR71"]
["GJL1313009R0014","BC7-30-01-P-04 Mini Contactor",1353,39.22,"Kontrol","TR71"]
["GJL1313009R0015","BC7-30-01-P-05 Mini Contactor",1353,39.22,"Kontrol","TR71"]
["GJL1313009R0017","BC7-30-01-P-07 Mini Contactor",1353,39.22,"Kontrol","TR71"]
["GJL1313009R0101","BC7-30-10-P-01 Mini Contactor",1353,39.22,"Kontrol","TR71"]
["GJL1313009R0102","BC7-30-10-P-02 Mini Contactor",1353,39.22,"Kontrol","TR71"]
["GJL1313009R0104","BC7-30-10-P-04 Mini Contactor",1353,39.22,"Kontrol","TR71"]
["GJL1313009R0105","BC7-30-10-P-05 Mini Contactor",1353,39.22,"Kontrol","TR71"]
["GJL1313009R0107","BC7-30-10-P-07 Mini Contactor",1353,39.22,"Kontrol","TR71"]
["GJL1313009R1106","BC7-30-10-P-16 Mini Contactor",1817,52.67,"Kontrol","TR71"]
["GJL1313009R5011","BC7-30-01-P-2.4-51 Mini Contactor",1435,41.59,"Kontrol","TR71"]
["GJL1313009R5101","BC7-30-10-P-2.4-51 Mini Contactor",1435,41.59,"Kontrol","TR71"]
["GJL1313009R8011","BC7-30-01-P-1.4-81 Mini Contactor",1390,40.29,"Kontrol","TR71"]
["GJL1313009R8101","BC7-30-10-P-1.4-81 Mini Contactor",1390,40.29,"Kontrol","TR71"]
["GJL1313061R5011","TBC7-30-01-51 Mini Contactor",1741,50.46,"Kontrol","TR71"]
["GJL1313061R5015","TBC7-30-01-55 Mini Contactor",1741,50.46,"Kontrol","TR71"]
["GJL1313061R5101","TBC7-30-10-51 Mini Contactor",1741,50.46,"Kontrol","TR71"]
["GJL1313061R5105","TBC7-30-10-55 Mini Contactor",1741,50.46,"Kontrol","TR71"]
["GJL1313061R6012","TBC7-30-01-62 Mini Contactor",1741,50.46,"Kontrol","TR71"]
["GJL1313061R6018","TBC7-30-01-68 Mini Contactor",1741,50.46,"Kontrol","TR71"]
["GJL1313061R6102","TBC7-30-10-62 Mini Contactor",1741,50.46,"Kontrol","TR71"]
["GJL1313061R6108","TBC7-30-10-68 Mini Contactor",1741,50.46,"Kontrol","TR71"]
["GJL1313201R0001","BC7-40-00-01 Mini Contactor",1294,37.51,"Kontrol","TR71"]
["GJL1313201R0004","BC7-40-00-04 Mini Contactor",1741,50.46,"Kontrol","TR71"]
["GJL1313201R0005","BC7-40-00-05 Mini Contactor",1294,37.51,"Kontrol","TR71"]
["GJL1313201R0007","BC7-40-00-07 Mini Contactor",1294,37.51,"Kontrol","TR71"]
["GJL1313201R1006","BC7-40-00-16 Mini Contactor",1741,50.46,"Kontrol","TR71"]
["GJL1313201R7001","B7S-40-00-1.7-71 Mini Contactor",1390,40.29,"Kontrol","TR71"]
["GJL1313201R8001","BC7-40-00-1.4-81 Mini Contactor",1316,38.14,"Kontrol","TR71"]
["GJL1313203R5001","BC7-40-00-F-2.4-51 Mini Contactor",1353,39.22,"Kontrol","TR71"]
["GJL1313209R0001","BC7-40-00-P-01 Mini Contactor",1353,39.22,"Kontrol","TR71"]
["GJL1313209R5001","BC7-40-00-P2.4-51 Mini Contactor",1390,40.29,"Kontrol","TR71"]
["GJL1313461R5005","TBC7-31-00-55 Mini Contactor",1741,50.46,"Kontrol","TR71"]
["GJL1313461R6002","TBC7-31-00-62 Mini Contactor",1741,50.46,"Kontrol","TR71"]
["GJL1313501R0001","BC7-22-00-01 Mini Contactor",1294,37.51,"Kontrol","TR71"]
["GJL1313501R0004","BC7-22-00-04 Mini Contactor",1352,39.19,"Kontrol","TR71"]
["GJL1313501R0005","BC7-22-00-05 Mini Contactor",1352,39.19,"Kontrol","TR71"]
["GJL1313501R1006","BC7-22-00-16 Mini Contactor",1817,52.67,"Kontrol","TR71"]
["GJL1313561R5005","TBC7-22-00-55 Mini Contactor",1741,50.46,"Kontrol","TR71"]
["GJL1313561R6002","TBC7-22-00-62 Mini Contactor",1741,50.46,"Kontrol","TR71"]
["GJL1313561R6008","TBC7-22-00-68 Mini Contactor",1741,50.46,"Kontrol","TR71"]
["GJL1313901R0011","VBC7-30-01-01 Mini Rev.Contactor",3437,99.62,"Kontrol","TR71"]
["GJL1313901R0012","VBC7-30-01-02 Mini Rev.Contactor",3437,99.62,"Kontrol","TR71"]
["GJL1313901R0015","VBC7-30-01-05 Mini Rev.Contactor",3437,99.62,"Kontrol","TR71"]
["GJL1313901R0017","VBC7-30-01-07 Mini Rev.Contactor",3437,99.62,"Kontrol","TR71"]
["GJL1313901R0101","VBC7-30-10-01 Mini Rev.Contactor",3437,99.62,"Kontrol","TR71"]
["GJL1313901R0104","VBC7-30-10-04 Mini Rev.Contactor",3437,99.62,"Kontrol","TR71"]
["GJL1313901R0105","VBC7-30-10-05 Mini Rev.Contactor",3437,99.62,"Kontrol","TR71"]
["GJL1313901R1016","VBC7-30-01-16 Mini Rev.Contactor",3437,99.62,"Kontrol","TR71"]
["GJL1313901R1106","VBC7-30-10-16 Mini Rev.Contactor",3437,99.62,"Kontrol","TR71"]
["GJL1313919R7102","VB7SA-30-10-P-2.8 Mini Rev.Contactor",4319,125.19,"Kontrol","TR71"]
["GJL1317001R0011","B7D-30-01-01 Mini Contactor",1390,40.29,"Kontrol","TR71"]
["GJL1317001R0015","B7D-30-01-05 Mini Contactor",1390,40.29,"Kontrol","TR71"]
["GJL1317001R0101","B7D-30-10-01 Mini Contactor",1390,40.29,"Kontrol","TR71"]
["GJL1317001R0105","B7D-30-10-05 Mini Contactor",1390,40.29,"Kontrol","TR71"]
["GJL1317201R0001","B7D-40-00-01 Mini Contactor",1390,40.29,"Kontrol","TR71"]
["GJL1317201R0005","B7D-40-00-05 Mini Contactor",1390,40.29,"Kontrol","TR71"]
["GJL1317901R0101","VB7D-30-10-01 Mini Rev.Contactor",5487,159.04,"Kontrol","TR71"]
["GMN 436770P0022","XR Front cover key",292,8.4600000000000009,"Switch","TR79"]
["NHP 100495R0001","XR/SR-2/3 Contact ext. for 50mm",54024,1565.91,"Switch","TR79"]
["NHP 100495R0003","XR2/3 Contact ext. 50mm 2 pole",51329,1487.8,"Switch","TR79"]
["NHP 100495R0006","XRM3-50-3P-SP Contact ext. for 50mm",54024,1565.91,"Switch","TR79"]
["NHP 100886R0001","XR/SR-2/3 Contact ext. for 185mm",54024,1565.91,"Switch","TR79"]
["NHP 101474P0001","SlimLine cassette Single IP20 busbar cov",2919,84.61,"Switch","TR79"]
["NHP 139233R0001","KJM 240 Earthing cover",77144,2236.06,"Switch","TR79"]
["NHP 200947R0002","XR Module guide rails 200mm",8532,247.3,"Switch","TR79"]
["NHP 200947R0003","XR Module guide rails 400mm",9735,282.17,"Switch","TR79"]
["NHP 343139P0001","SlimLine cassette Busbar holder 185mm",4313,125.01,"Switch","TR79"]
["NHP 350325P0001","SlimLine cassette Bracket for busb. hold",1372,39.770000000000003,"Switch","TR79"]
["NHP 400940R0006","XLP00 Bolt ( 3-M8 ) w/ wash.",311,9.01,"Switch","TR79"]
["NHP 403625R0001","XLP1 / SLP1 Bolt ( 3-M10 ) w/ wash.",480,13.91,"Switch","TR79"]
["NHP 403626R0001","XLP2/3, SLP-K2/3 4-pole Bolt ( 3-M12 ) w",518,15.01,"Switch","TR79"]
["NHP 403631R0002","XLP1 / SLP-K 4 P Double Prisme Clamp ( 3",2752,79.77,"Switch","TR79"]
["NHP 407062R0001","SlimLine cassette IP20 busbar cover 500m",10653,308.77999999999997,"Switch","TR79"]
["NHP 407062R0002","SlimLine cassette IP20 busbar cover 1000",20616,597.57000000000005,"Switch","TR79"]
["NHP 407062R0003","SlimLine cassette IP20 busbar cover 1500",25808,748.06,"Switch","TR79"]
["NHP 407062R0004","SlimLine cassette IP20 busbar cover 2000",29236,847.42,"Switch","TR79"]
["NHSN706023P9004","NH2 Solid links",2150,62.32,"Switch","TR79"]
["NHSN714003P0150","XR Max A-meter QB48 0-150-180/1A",13672,396.29,"Switch","TR79"]
["NHSN714003P0250","XR Max A-meter QB48 0-250-300/1A",13672,396.29,"Switch","TR79"]
["NHSN714003P0400","XR Max A-meter QB48 0-400-480/1A",13672,396.29,"Switch","TR79"]
["NHSN714003P0600","XR Max A-meter QB48 0-600-720/1A",13672,396.29,"Switch","TR79"]
["NHSN714003P1150","XR Max A-meter QB48 0-150-180/5A",13672,396.29,"Switch","TR79"]
["NHSN714003P1250","XR Max A-meter QB48 0-250-300/5A",13672,396.29,"Switch","TR79"]
["NHSN714003P1400","XR Max A-meter QB48 0-400-480/5A",13672,396.29,"Switch","TR79"]
["NHSN714003P1600","XR Max A-meter QB48 0-600-720/5A",13672,396.29,"Switch","TR79"]
["NHSN714004P2206","Max A-meter QB72, 0-150-180/5A",4578,132.69999999999999,"Switch","TR79"]
["NHSN714004P2208","Max A-meter QB72, 0-200-300/5A",4319,125.19,"Switch","TR79"]
["NHSN714004P2210","Max A-meter QB72, 0-400-480/5A",4597,133.25,"Switch","TR79"]
["NHSN714004P2212","Max A-meter QB72, 0-600-720/5A",4338,125.74,"Switch","TR79"]
["NHSN718047P1025","XR2/3 Current transf. (250/1A) Cl. 1",11624,336.93,"Switch","TR79"]
["NHSN718047P1030","XR/SR-2/3 Current transf. (300/1A)  Cl. 1 ",10877,315.27999999999997,"Switch","TR79"]
["NHSN718047P1040","XR/SR-2/3 Current transf. (400/1A)  Cl. 1  ",10877,315.27999999999997,"Switch","TR79"]
["NHSN718047P1050","XR/SR-2/3 Current transf. (500/1A)  Cl. 1",10877,315.27999999999997,"Switch","TR79"]
["NHSN718047P1060","XR/SR-2/3 Current transf. (600/1A)  Cl. 1",10877,315.27999999999997,"Switch","TR79"]
["NHSN718047P5025","XR2/3 Current transf. (250/5A) Cl. 1",9619,278.81,"Switch","TR79"]
["NHSN718047P5030","XR/SR-2/3 Current transf. (300/5A)  Cl. 1  ",9000,260.87,"Switch","TR79"]
["NHSN718047P5040","XR/SR-2/3 Current transf. (400/5A)  Cl. 1  ",9000,260.87,"Switch","TR79"]
["NHSN718047P5050","XR/SR-2/3 Current transf. (500/5A)  Cl. 1",9000,260.87,"Switch","TR79"]
["NHSN718047P5060","XR/SR-2/3 Current transf. (600/5A)  Cl. 1",9000,260.87,"Switch","TR79"]
["NHSN718050P2525","Plug in CT for front cover inst. A-meter 200/5A 3,5VA cl.3",2266,65.680000000000007,"Switch","TR79"]
["NHSN718050P2540","Plug in CT for front cover inst. A-meter 400/5A 5VA cl.3",2363,68.489999999999995,"Switch","TR79"]
["NHSN718054P1015","XR00/1 Current transf. (150/1A)  Cl. 1  Ø 21mm",6608,191.54,"Switch","TR79"]
["NHSN718054P1025","XR1 Current transf. (250/1A)  Cl. 1  Ø 21mm",8804,255.19,"Switch","TR79"]
["NHSN718054P5015","XR00/1 Current transf. (150/5A)  Cl. 1  Ø 21mm",5663,164.14,"Switch","TR79"]
["NHSN718054P5025","XR1 Current transf. (250/5A)  Cl. 1  Ø 21mm",6801,197.13,"Switch","TR79"]
["NHSN718055P1015","XR00/1 Current transf. (150/1A)  Cl. 0,5  Ø 21mm",35225,1021.01,"Switch","TR79"]
["NHSN718055P1025","XR1 Current transf. (250/1A)  Cl. 0,5  Ø 21mm",35286,1022.78,"Switch","TR79"]
["NHSN718055P5015","XR00/1 Current transf. (150/5A)  Cl. 0,5  Ø 21mm",37594,1089.68,"Switch","TR79"]
["NHSN718055P5025","XR1 Current transf. (250/5A)  Cl. 0,5  Ø 21mm",37575,1089.1300000000001,"Switch","TR79"]
["NHSN718056P1025","XR2/3 Current transf. (250/1A)  Cl. 0,5 ",31922,925.28,"Switch","TR79"]
["NHSN718056P1030","XR2/3 Current transf. (300/1A)  Cl. 0,5 ",32977,955.86,"Switch","TR79"]
["NHSN718056P1040","XR2/3 Current transf. (400/1A)  Cl. 0,5  ",33679,976.2,"Switch","TR79"]
["NHSN718056P1050","XR2/3 Current transf. (500/1A)  Cl. 0,5",35556,1030.6099999999999,"Switch","TR79"]
["NHSN718056P1060","XR2/3 Current transf. (600/1A)  Cl. 0,5",35824,1038.3800000000001,"Switch","TR79"]
["NHSN718056P5025","XR2/3 Current transf. (250/5A)  Cl. 0,5 ",33201,962.35,"Switch","TR79"]
["NHSN718056P5030","XR2/3 Current transf. (300/5A)  Cl. 0,5  ",33438,969.22,"Switch","TR79"]
["NHSN718056P5040","XR2/3 Current transf. (400/5A)  Cl. 0,5  ",35157,1019.04,"Switch","TR79"]
["NHSN718056P5050","XR2/3 Current transf. (500/5A)  Cl. 0,5",35771,1036.8399999999999,"Switch","TR79"]
["NHSN718056P5060","XR2/3 Current transf. (600/5A)  Cl. 0,5",32119,930.99,"Switch","TR79"]
["RH0029002",{"$f":"VLOOKUP(A32312,'[2]ÜRÜN MD'!$A:$C,2,0)","v":"Obsolete"}]
["SK615546-5","LEGEND PLATE",365,10.58,"Kontrol","TR71"]
["SK615550-75","LEGEND PLATE 0 - 1",231,6.7,"Kontrol","TR71"]
["SK615550-76","LEGEND PLATE",231,6.7,"Kontrol","TR71"]
["SK615550-81","LEGEND PLATE",231,6.7,"Kontrol","TR71"]
["SK615562-82","LEGEND PLATE",231,6.7,"Kontrol","TR71"]
["SK616016-2","Square front",655,18.989999999999998,"Kontrol","TR71"]
["SK825400-AF","OPERATING COIL#KH210#110V 50Hz",9907,287.16000000000003,"Servis","TR73"]
["SK827044-AF","CONTACTOR#EK1000-40-11#110V 50Hz",189713,5498.93,"Kontrol","TR71"]
["SK827044-AM","CONTACTOR#EK1000-40-11#230-240V 50Hz",189713,5498.93,"Kontrol","TR71"]
["SK827044-AP","CONTACTOR#EK1000-40-11#380-400V 50Hz",189713,5498.93,"Kontrol","TR71"]
["SK827044-EL","CONTACTOR#EK1000-40-11#220V 50Hz",189713,5498.93,"Kontrol","TR71"]
["SK827044-EM","CONTACTOR#EK1000-40-11#220-230V 50Hz",189713,5498.93,"Kontrol","TR71"]
["UXAB239277100","OTTURATORI 1250/2000A II-III    G2-",23495,681.01,"Servis","TR73"]
["UXAB239277200","OTTURATORI 1250/2000A IV        G2-",25545,740.43,"Servis","TR73"]
["UXAB239277300","OTTURATORI 2500/3000A II-III    G2-",28609,829.25,"Servis","TR73"]
["UXAB239277400","OTTURATORI 2500/3000A IV        G2-",30675,889.13,"Servis","TR73"]
["UXAB239360820","LEVERX AUX.CONT.Left - Serv + Isol. G3/6",8523,247.04,"Servis","TR73"]
["UXAB239360920","LEVERX AUX.CONT.RIGHT - Serv + Isol.G3/6",8523,247.04,"Servis","TR73"]
["UXAB239377100","OTTURATORE P/FISSA II-III",40861,1184.3800000000001,"Servis","TR73"]